## AnchorGuy
| AnchorGuy | Version 1.0 | Attributes: | Editable:
| Primary Display Field: OBJECTIED | Date | Visible: | Required:
Web Primary Display Field: OBJECTID
Number | Attribute | Alias | Description | Visible | Web-Visible | Editable | Allow NULL Values | Allow Mass Attribute Update | AU | Validation | Default | Example | Note | Sequence | Definition
| SUBTYPECD | Subtype |  | YES | YES | YES | NO | NO | [5 empty] | 1 | A Sub-category (type) of the device.
| JPANUMBER | JPA Number |  | YES | YES | YES | YES | NO | [5 empty] | 2 | The Joint Pole Agreement Number.
| JPASEQUENCE | JPA Sequence |  | YES | YES | YES | YES | NO | [5 empty] | 3 | The Joint Pole Agreement Sequence.
| JPADATE | JP Agreement Date |  | YES | YES | YES | YES | NO | [5 empty] | 4 | The date of the original Joint Pole Agreement.
| INSTALLJOBPREFIX | Job Prefix |  | YES | YES | YES | YES | NO |  |  | PM |  |  | 5 | The prefix Code for the installation Job. Coded Value Domain: PM; BWO; FIF; GM; SD; WO; etc..
| INSTALLJOBNUMBER | Job Number |  | YES | YES | YES | NO | NO | [5 empty] | 6 | The number for the installation Job.
| INSTALLJOBYEAR | Year Installed |  | YES | YES | YES | YES | NO | [5 empty] | 7 | The year the device was installed.
| INSTALLATIONDATE | Date Installed |  | YES | YES | YES | YES | YES | [5 empty] | 8 | Date ElectricDevice was installed.
| OBJECTID | Object ID |  | YES | YES | NO | NO | NO | [5 empty] | 9 | A unique Identification number for the object (Equipment, Device, etc.).
| STATUS | Status |  | YES | YES | YES | NO | YES | [5 empty] | 10 | The status of the device (In-service, etc.).
| JOINTOWNED | Joint Owned |  | YES | YES | YES | NO | NO |  |  | Yes |  |  | 11 | A code designating the device as joint owned.
| CUSTOMEROWNED | Customer Owned |  | YES | YES | YES | YES | NO |  |  | No |  |  | 12 | text indicating if the equipment is Customer Owned (Yes or No).
| REGION | Service Area |  | YES | YES | YES | YES | NO | [5 empty] | 13 | The name of the Region
| DIVISION | Division |  | YES | YES | YES | YES | NO | [5 empty] | 14 | The name of the division
| DISTRICT | District |  | YES | YES | YES | YES | NO | [5 empty] | 15 | DISTRICT (Values include: Solano; Kern; Fresno; Yosemite; Stanislaus; Delta; Mother Lode)
| CREATIONUSER | Creation User |  | YES | YES | NO | YES | NO | X |  |  |  |  | 16 | The LAN Identification of the person who initially created the record.
| DATECREATED | Date Created |  | YES | YES | NO | YES | NO | X |  |  |  |  | 17 | The date the Record was created.
| DATEMODIFIED | Date Modified |  | YES | YES | NO | YES | NO | X |  |  |  |  | 18 | The last date the record was modified.
| LASTUSER | Last User |  | YES | YES | NO | YES | NO | X |  |  |  |  | 19 | The LAN Identification of the User that last changed the records.
| COMMENTS | Comments |  | YES | YES | YES | YES | NO | [5 empty] | 20 | Text of User or Designer comments.

## Capacitor Bank
| Capacitor Bank | Version 1.0 | Attributes: | Editable:
| Primary Display Field: PGE Display Name | Date | Visible: | Required:
Web Primary Display Field: OPERATINGNUMBER
Number | Attribute | Alias | Description | Visible | Web-Visible | Editable | Allow NULL Values | Allow Mass Attribute Update | AU | Validation | Default | Example | Note | Sequence | Definition
| OPERATINGNUMBER | Operating Number |  | YES | YES | YES | NO | NO | [5 empty] | 1 | A unique operating number for the device.
| SUBTYPECD | Subtype |  | YES | YES | YES | NO | NO | [5 empty] | 2 | A Sub-category (type) of the device.
| UNITCOUNT | Unit Count |  | YES | YES | YES | NO | NO | [5 empty] | 3 | The sum of the Cap Bank Units that make up the bank.
| UNITKVAR | Unit KVAR |  | YES | YES | YES | NO | NO | [5 empty] | 4 | The KVAR for a unit
| TOTALKVAR | Total KVAR |  | YES | YES | YES | YES | NO | [5 empty] | 5 | The total KVAR for the conductor Bank
| OPERATINGVOLTAGE | Operating Voltage |  | YES | YES | YES | NO | NO | [5 empty] | 6 | The operating voltage the voltage device is rated to carry.
| SWITCHTYPE | Switch Type |  | YES | YES | YES | NO | NO | [5 empty] | 7 | A short description of the type of switch
| SWITCHPOSITION | Switch Position |  | YES | YES | YES | YES | NO | [5 empty] | 8 | The position of the switch. Values include Automatic; Manual; and Not Applicable
| SUPERVISORYCONTROL | Supervisory Control |  | YES | YES | YES | NO | NO | [5 empty] | 9 | Yes/No Indicator
| SOURCESIDEDEVICEID | Source Side Device ID |  | YES | YES | YES | YES | NO | [5 empty] | 10 | A unique code designated for a Source Side Device.
| GEMSCIRCUITMAPNUM | GEMS Circuit Map # |  | YES | YES | YES | YES | NO | [5 empty] | 11 | A unique number for GEMS Circuit Map.
| OBJECTID | Object ID |  | YES | YES | NO | NO | NO | [5 empty] | 12 | A unique Identification number for the object (Equipment, Device, etc.).
| STATUS | Status |  | YES | YES | YES | NO | NO | [5 empty] | 13 | The status of the device (In-service, etc.).
| CIRCUITID | Circuit ID |  | YES | YES | NO | YES | NO | [5 empty] | 14 | Feeder Manager identifier assigned to feeders and devices that participate in a specific distribution circuit. Feeder Manager uses the FEEDERID model name in this field.
| CIRCUITID2 | Circuit ID 2 |  | YES | YES | NO | YES | NO | [5 empty] | 15 | Feeder Manager identifier assigned if device is supplied by second feeder. Feeder Manager uses the FEEDERID2 model name in this field.
| INSTALLJOBPREFIX | Job Prefix |  | YES | YES | YES | Yes | No |  |  | PM |  |  | 16 | The prefix Code for the installation Job. Coded Value Domain: PM; BWO; FIF; GM; SD; WO; etc.
| INSTALLJOBNUMBER | Job Number |  | YES | YES | YES | NO | NO | [5 empty] | 17 | The Job Number for the installation.
| INSTALLATIONTYPE | Installation Type |  | YES | YES | YES | NO | NO | [5 empty] | 18 | A short desciption of the Installation Type (Overhead/Padmounted)
| INSTALLJOBYEAR | Year Installed |  | YES | YES | YES | YES | NO | [5 empty] | 19 | The year the device was installed.
| INSTALLATIONDATE | Date Installed |  | YES | YES | YES | YES | NO | [5 empty] | 20 | Date ElectricDevice was installed.
| SERIALNUMBER | Serial Number |  | YES | YES | YES | YES | NO | [5 empty] | 21 | Serial Number of the Device.
| MANUFACTURER | Manufacturer |  | YES | YES | YES | YES | NO | [5 empty] | 22 | The name of the Manufacturer of the ElectricDevice.
| YEARMANUFACTURED | Year Manufactured |  | YES | YES | YES | YES | NO | [5 empty] | 23 | The year the device was manufactured.
| SWITCHEDWITHVARSENSORIDC | Switched w/VAR Sensor |  | YES | YES | YES | YES | NO | [5 empty] | 24 | Yes/No Indicator
| FUSED | Fused |  | YES | YES | YES | YES | NO | [5 empty] | 25 | Yes/No Indicator
| LIGHTNINGARRESTORIDC | Lightning Arrestors |  | YES | YES | YES | YES | NO | [5 empty] | 26 | Yes/No Indicator
| SEASONOFF | Season Off |  | YES | YES | YES | YES | NO | [5 empty] | 27 | Domain Values: Summer; Winter; Both; Neither
| ONLINESTATUS | Online Status |  | YES | YES | YES | YES | NO | [5 empty] | 28 | The online status of the device (On-line, off-line).
| LATITUDE | Latitude |  | YES | YES | YES | YES | NO | [5 empty] | 29 | Latitude coordinant
| LONGITUDE | Longitude |  | YES | YES | YES | YES | NO | [5 empty] | 30 | Longitude coordinant
| LOCALOFFICEID | Local Office ID |  | YES | YES | YES | YES | NO | [5 empty] | 31 | The identification number of the Local Office (Bakersfield - 66)
| REGION | Service Area |  | YES | YES | YES | YES | NO | [5 empty] | 32 | Region
| DIVISION | Division |  | YES | YES | YES | YES | NO | [5 empty] | 33 | Division
| DISTRICT | District |  | YES | YES | YES | YES | NO | [5 empty] | 34 | DISTRICT (Values include: Solano; Kern; Fresno; Yosemite; Stanislaus; Delta; Mother Lode).
| COUNTY | County |  | YES | YES | YES | YES | NO | [5 empty] | 35 | County
| CITY | City |  | YES | YES | YES | YES | NO | [5 empty] | 36 | City
| LOCDESC | Address |  | YES | YES | YES | YES | NO | [5 empty] | 37 | Address of the device.
| ZIP | ZIP Code |  | YES | YES | YES | YES | NO | [5 empty] | 38 | Zip Code
| CUSTOMEROWNED | Customer Owned |  | YES | YES | YES | NO | NO |  |  | NO |  |  | 39 | text indicating if the equipment is Customer Owned (Yes or No)
| CTRATING | CT Rating |  | YES | YES | YES | YES | NO |  |  |  |  | CT Rating is only relevant on Switched w/VAR Sensor = YES Capacitors. | 40 | CT rating of the device, etc.
| NUMBEROFPHASES | Number Of Phases |  | YES | YES | YES | YES | NO |  |  | 3 |  |  | 41 | The number of phases of the device ,etc.
| PHASEDESIGNATION | Phase Designation |  | YES | YES | YES | YES | NO | [5 empty] | 42 | A letter designating the phase of the device.
| PHASINGVERIFIEDSTATUS | Verified Phasing Status |  | YES | YES | YES | YES | NO | [5 empty] | 43 | Domain values: Field Verified; Conversion Source; Estimated;Defaulted; Not Verified
| ANIMALGUARDTYPE | Animal Guards |  | YES | YES | YES | YES | NO | [5 empty] | 44 | Type of animal guard used. Domain Values: Animal Guards Installed: Bird Guards Installed; Both Guards Installed; No Guards Installed; Unspecified
| MATERIALCODE | Material Code |  | YES | YES | YES | YES | NO | [5 empty] | 45 | Unique number for the material.
| MATERIAL | Material |  | YES | YES | YES | YES | NO | [5 empty] | 46 | Short description of the material. Coded Value Domain: Concrete; Wood; Other; Unknown
| CALTRANSPERMITIDC | CalTrans Permit |  | YES | YES | YES | YES | NO | [5 empty] | 47 | Yes/No Indicator
| BUCKETTRUCKIDC | Bucket Truck |  | YES | YES | YES | YES | NO | [5 empty] | 48 | Yes/No Indicator
| VAULT | Vault |  | YES | YES | YES | YES | NO | [5 empty] | 49 | Database values include: l102S; WINSP, 105; 5c1; 6997; 105; 39; 7D2; 3B313; 4A241
| SAPEQUIPID | SAP Equipment ID |  | YES | YES | YES | YES | NO | [5 empty] | 50 | A unique code for equipment records in SAP.
| CEDSADEVICEID | CEDSA Device ID |  | YES | YES | YES | YES | NO | [5 empty] | 51 | Unique identifier for a CEDSA Device.
| GEMSDISTMAPNUM | GEMS Distribution Map # |  | YES | YES | NO | YES | NO | [5 empty] | 52 | A unique number for GEMS Distribution Map.
| GEMSOTHERMAPNUM | GEMS Other Map # |  | YES | YES | YES | YES | NO | [5 empty] | 53 | A unique number for GEMS Other Map.
| CREATIONUSER | Creation User |  | YES | YES | NO | YES | NO | [5 empty] | 54 | The LAN Identification of the person who initially created the record.
| DATECREATED | Date Created |  | YES | YES | NO | YES | NO | [5 empty] | 55 | The date the Record was created.
| DATEMODIFIED | Date Modified |  | YES | YES | NO | YES | NO | [5 empty] | 56 | The last date the record was modified.
| LASTUSER | Last User |  | YES | YES | NO | YES | NO | [5 empty] | 57 | The LAN Identification of the User that last changed the records.
| COMMENTS | Comments |  | YES | YES | YES | YES | NO | [5 empty] | 58 | Text of User or Designer comments.

## Conduit System
| Conduit System | Version 1.0 | Attributes: | Editable:
| Primary Display Field: OBJECTID | Date | Visible: | Required:
Web Primary Display Field: OBJECTID
Number | Attribute | Alias | Description | Visible | Web-Visible | Editable | Allow NULL Values | Allow Mass Attribute Update | AU | Validation | Default | Example | Note | Sequence | Description
| DUCTSIZE | Duct Size |  | NO | Yes | YES | YES | NO | [5 empty] | 1 | Size of the duct. Conduit Manager uses this field to provide the ability to place ducts within ducts. Underground Facility Manager also uses this field. It requires that the DUCTSIZE model name be assigned.
| DUCTCOUNT | # of Ducts |  | YES | YES | YES | YES | NO | [5 empty] | 2 | Ducts are placeholders for the position of cables and conductors associated with the trench.
| DUCTSFILLED | # of Occupied Ducts |  | YES | YES | YES | YES | NO | [5 empty] | 3 | Indicates the number of Ducts are occupied with cables and conductors associated with the trench.
| VACANTIDC | Ducts Vacant? |  | YES | YES | YES | YES | NO | [5 empty] | 4 | Yes/No Indicator
| DUCTSVACANT | # of Vacant Ducts |  | YES | YES | YES | YES | NO | [5 empty] | 5 | Indicates the number of vacant Ducts.
| INSTALLJOBPREFIX | Job Prefix |  | YES | YES | YES | YES | NO |  |  | PM |  |  | 6 | The prefix Code for the installation Job. Coded Value Domain: PM; BWO; FIF; GM; SD; WO; etc..
| INSTALLJOBNUMBER | Job Number |  | YES | YES | YES | NO | NO | [5 empty] | 7 | The Job Number for the installation.
| INSTALLJOBYEAR | Year Installed |  | YES | YES | YES | YES | NO | [5 empty] | 8 | The year the device was installed.
| INSTALLATIONDATE | Date Installed |  | YES | YES | YES | YES | NO | [5 empty] | 9 | Date ElectricDevice was installed.
| OBJECTID | Object ID |  | YES | YES | NO | NO | NO | [5 empty] | 10 | A unique Identification number for the object (Equipment, Device, etc.).
| SUBTYPECD | Subtype |  | YES | YES | YES | NO | NO | [5 empty] | 11 | A Sub-category (type) of the device.
| STATUS | Status |  | YES | YES | YES | NO | NO | [5 empty] | 12 | The status of the device (In-service, etc.).
| ENCASEMENTTYPE | Encasement Type |  | YES | YES | YES | YES | NO | [5 empty] | 13 | Code indicating encasement type; domain values include Backfill, Concrete, and Unknown.
| MEASUREDLENGTH | Line Length |  | YES | YES | YES | NO | NO | [5 empty] | 14 | Length of ConduitSystem. The ArcFM Length Measured Domain autoupdater uses the MEASUREDLENGTH model name on this field. This field must also be Editable for the autoupdater to work correctly.
| LENGTHSOURCE | Length Source |  | YES | YES | YES | YES | NO | [5 empty] | 15 | The measured length of the conductor.
| CAPITALIZEDIDC | Capitalized Indicator |  | YES | YES | YES | YES | NO | [5 empty] | 16 | A code that indicates if the device is capitalized.
| JOINTTRENCH | Joint Trench |  | YES | YES | YES | YES | NO | [5 empty] | 17 | Code that indicates joint trench.
| CUSTOMEROWNED | Customer Owned |  | YES | YES | YES | YES | NO |  |  | NO |  |  | 18 | text indicating if the equipment is Customer Owned (Yes or No)
| REGION | Service Area |  | YES | YES | YES | YES | NO | [5 empty] | 19 | Region
| DIVISION | Division |  | YES | YES | YES | YES | NO | [5 empty] | 20 | Division
| DISTRICT | District |  | YES | YES | YES | YES | NO | [5 empty] | 21 | DISTRICT (Values include: Solano; Kern; Fresno; Yosemite; Stanislaus; Delta; Mother Lode).
| COUNTY | County |  | YES | YES | YES | YES | NO | [5 empty] | 22 | County
| CITY | City |  | YES | YES | YES | YES | NO | [5 empty] | 23 | City
| ZIP | ZIP Code |  | YES | YES | YES | YES | NO | [5 empty] | 24 | Zip Code
| CREATIONUSER | Creation User |  | YES | YES | NO | YES | NO | [5 empty] | 25 | The LAN Identification of the person who initially created the record.
| DATECREATED | Date Created |  | YES | YES | NO | YES | NO | [5 empty] | 26 | The date the Record was created.
| DATEMODIFIED | Date Modified |  | YES | YES | NO | YES | NO | [5 empty] | 27 | The last date the record was modified.
| LASTUSER | Last User |  | YES | YES | NO | YES | NO | [5 empty] | 28 | The LAN Identification of the User that last changed the records.
| COMMENTS | Comments |  | YES | YES | YES | YES | NO | [5 empty] | 29 | Text of User or Designer comments.

## Dynamic Protective Device
| Dynamic Protective Device | Version 1.0 | Attributes: | Editable:
| Primary Display Field: PGE Display Name | Date | Visible: | Required:
Web Primary Display Field: OPERATINGNUMBER
Number | Attribute | Alias | Description | Visible | Web-Visible | Editable | Allow NULL Values | Allow Mass Attribute Update | AU | Validation | Default | Example | Note | Sequence | Description
| OPERATINGNUMBER | Operating Number |  | YES | YES | YES | NO | NO | [5 empty] | 1 | A unique operating number for the device.
| SUBTYPECD | Subtype |  | YES | YES | YES | NO | NO | [5 empty] | 2 | Interrupter; Recloser; Sectionalizer
| OBJECTID | Object ID |  | YES | YES | NO | NO | NO | [5 empty] | 3 | A unique Identification number for the object (Equipment, Device, etc.).
| INSTALLATIONTYPE | Installation Type |  | YES | YES | YES | NO | NO | [5 empty] | 4 | A short desciption of the Installation Type (Overhead/Padmounted)
| OPERATINGVOLTAGE | Operating Voltage |  | YES | YES | YES | NO | NO | [5 empty] | 5 | The operating voltage the voltage device is rated to carry.
| INSTALLJOBPREFIX | Job Prefix |  | YES | YES | YES | YES | No |  |  | PM |  |  | 6 | The prefix Code for the installation Job. Coded Value Domain: PM; BWO; FIF; GM; SD; WO; etc..
| INSTALLJOBNUMBER | Job Number |  | YES | YES | YES | NO | NO | [5 empty] | 7 | The number for the installation Job.
| INSTALLJOBYEAR | Year Installed |  | YES | YES | YES | YES | NO | [5 empty] | 8 | The year the device was installed.
| INSTALLATIONDATE | Date Installed |  | YES | YES | YES | YES | NO | [5 empty] | 9 | Date ElectricDevice was installed.
| LOCALOFFICEID | Local Office ID |  | YES | YES | YES | YES | NO | [5 empty] | 10 | The identification number of the Local Office
| SOURCESIDEDEVICEID | Source Side Device ID |  | YES | YES | YES | YES | NO | [5 empty] | 11 | A unique code designated for a Source Side Device.
| OPERATINGAS | Operating As |  | YES | YES | YES | YES | NO |  |  |  |  | Drop-Down options should be (Recloser, Sectionalizer or Switch) | 12 | Domain Values Include: Recloser; Sectionalizer; Switch
| CCRATING | CC Rating |  | YES | YES | YES | YES | NO | [5 empty] | 13 | The Cubic Capacity rating of the device.
| NUMBEROFPHASES | Number Of Phases |  | YES | YES | YES | NO | NO |  |  | 3 |  |  | 14 | The number of phases of the device ,etc.
| PHASEDESIGNATION | Phase Designation |  | YES | YES | YES | YES | NO |  |  | ABC |  |  | 15 | A letter designating the phase of the device.
| NORMALPOSITION | Normal Position |  | YES | YES | YES | YES | NO | [5 empty] | 16 | The normal position of the device (open/closed)
| NORMALPOSITION_A | Normal Position A |  | YES | YES | YES | NO | NO |  |  | Closed |  |  | 17 | The normal A position of the device (open/closed)
| NORMALPOSITION_B | Normal Position B |  | YES | YES | YES | NO | NO |  |  | Closed |  |  | 18 | The normal B position of the device (open/closed)
| NORMALPOSITION_C | Normal Position C |  | YES | YES | YES | NO | NO |  |  | Closed |  |  | 19 | The normal C position of the device (open/closed)
| GEMSCIRCUITMAPNUM | GEMS Circuit Map # |  | YES | YES | YES | YES | NO | [5 empty] | 20 | A unique number for GEMS Circuit Map
| CIRCUITID | Circuit ID |  | YES | YES | NO | YES | NO | [5 empty] | 21 | Feeder Manager identifier assigned to feeders and devices that participate in a specific distribution circuit. Feeder Manager uses the FEEDERID model name in this field.
| CIRCUITID2 | Circuit ID 2 |  | YES | YES | NO | YES | NO | [5 empty] | 22 | Feeder Manager identifier assigned if device is supplied by second feeder. Feeder Manager uses the FEEDERID2 model name in this field.
| REGION | Service Area |  | YES | YES | YES | YES | NO | [5 empty] | 23 | Region
| DIVISION | Division |  | YES | YES | YES | YES | NO | [5 empty] | 24 | Division
| DISTRICT | District |  | YES | YES | YES | YES | NO | [5 empty] | 25 | DISTRICT (Values include: Solano; Kern; Fresno; Yosemite; Stanislaus; Delta; Mother Lode).
| COUNTY | County |  | YES | YES | YES | YES | NO | [5 empty] | 26 | County
| CITY | City |  | YES | YES | YES | YES | NO | [5 empty] | 27 | City
| LOCDESC | Address |  | YES | YES | YES | YES | NO | [5 empty] | 28 | Address of the device.
| ZIP | ZIP Code |  | YES | YES | YES | YES | NO | [5 empty] | 29 | Zip
| LATITUDE | Latitude |  | YES | YES | YES | YES | NO | [5 empty] | 30 | Latitude
| LONGITUDE | Longitude |  | YES | YES | YES | YES | NO | [5 empty] | 31 | Longitude
| STATUS | Status |  | YES | YES | YES | NO | NO | [5 empty] | 32 | The status of the device (In-service, etc.).
| DEVICETYPE | Device Type |  | YES | YES | YES | NO | NO | [5 empty] | 33 | The name for the type of device.
| SUPERVISORYCONTROL | Supervisory Control |  | YES | YES | YES | NO | NO | [5 empty] | 34 | Yes/No Indicator
| POTENTIAL | Potential Direction |  | YES | YES | YES | NO | NO | [5 empty] | 35 | Domain values: Single Left Potential; Single Right Potential; Double Potential; Unknown; NA
| FAULTDUTY | Fault Duty |  | YES | YES | YES | YES | NO | [5 empty] | 36
| MAXINTERRUPTINGCURRENT | Maximum Interrupting Current |  | YES | YES | YES | YES | NO | [5 empty] | 37 | Maximum Voltage Level
| INTERRUPTINGMEDIUM | Interrupting Medium |  | YES | YES | YES | YES | NO | [5 empty] | 38 | Code indicating interrupting medium that insulates contacts of DynamicProtectiveDevice; domain values include Air, Oil, Vacuum, etc.
| OKTOBYPASS | OK to Bypass |  | YES | YES | YES | YES | NO | [5 empty] | 39 | A designation indicating that it is ok to bypass the device
| BYPASSPLANS | Bypass Plans |  | YES | YES | YES | YES | NO | [5 empty] | 40 | these are notes the engineers enter giving details of what needs to be done when bypassing or taking the device off line.
| BYPASSSWITCH | Bypass Switch |  | YES | YES | YES | YES | NO | [5 empty] | 41 | Code indicating presence of bypass fuse on CircuitBreaker; domain values are Open or Closed.
| LOCKOUTNUM | Operations To Lock Out |  | YES | YES | YES | YES | NO | [5 empty] | 42
| SECTIONALIZERCUTOUT | Sect. Feature Cut Out |  | YES | YES | YES | YES | NO | [5 empty] | 43 | Yes/No Indicator
| AUTOTRANSFERIDC | Auto Transfer Indicator |  | YES | YES | YES | YES | NO | [5 empty] | 44 | Unique identifier for indicating an Auto Transfers
| DISCONNECTIDC | Disconnect Indicator |  | YES | YES | YES | YES | NO | [5 empty] | 45 | Unique identifier for indicating a Disconnect
| TIESWITCHIDC | Tie Switch Indicator |  | YES | YES | YES | YES | NO | [5 empty] | 46 | Unique identifier for indicating a Tie Switch
| RECLOSEBLOCKIDC | Reclose Block IDC |  | YES | YES | YES | YES | NO | [5 empty] | 47 | Unique identifier for indicating a Reclosure
| CUSTOMEROWNED | Customer Owned |  | YES | YES | YES | YES | NO | [5 empty] | 48 | text indicating if the equipment is Customer Owned (Yes or No)
| BUCKETTRUCKIDC | Bucket Truck |  | YES | YES | YES | YES | NO | [5 empty] | 49 | Yes/No Indicator
| CALTRANSPERMITIDC | CalTrans Permit |  | YES | YES | YES | YES | NO | [5 empty] | 50 | A code that indicates that a Cal Trans Permit Exists. Yes/No Indicator.
| VAULT | Vault |  | YES | YES | YES | YES | NO | [5 empty] | 51 | Database values include: l102S; WINSP, 105; 5c1; 6997; 105; 39; 7D2; 3B313; 4A241
| PHASINGVERIFIEDSTATUS | Verified Phasing Status |  | YES | YES | YES | YES | NO |  |  | Estimated/Defaulted |  |  | 52 | Domain values: Field Verified; Conversion Source; Estimated;Defaulted; Not Verified
| MULTIFUNCTIONALIDC | Multi-Functional Device Indicator |  | YES | YES | YES | YES | NO |  |  |  |  | Drop-Down options should be (YES or NO) | 53 | Unique identifier for indicating the device has multiple functions.
| SWITCHMODEIDC | Switch Mode Indicator |  | YES | YES | YES | YES | NO | [5 empty] | 54 | Yes/No Indicator
| MANUFACTURER | Manufacturer |  | YES | YES | YES | YES | NO | [5 empty] | 55 | The manufactorer of the Anchor Guy.
| SERIALNUMBER | Serial Number |  | YES | YES | YES | YES | NO | [5 empty] | 56 | Serial Number of the Device.
| MATERIALCODE | Material Code |  | YES | YES | YES | YES | NO | [5 empty] | 57 | Material Code
| YEARMANUFACTURED | Year Manufactured |  | YES | YES | YES | YES | NO | [5 empty] | 58 | The year the device was manufactured.
| ANIMALGUARDTYPE | Animal Guards |  | YES | YES | YES | YES | NO | [5 empty] | 59 | Type of animal guard used. Domain Values: Animal Guards Installed: Bird Guards Installed; Both Guards Installed; No Guards Installed; Unspecified
| COASTALIDC | Coastal Indicator |  | YES | YES | YES | YES | NO | [5 empty] | 60 | Yes/No Indicator
| GANGOPERATED | Gang Operated |  | YES | YES | YES | YES | NO | [5 empty] | 61 | Values include: PAD; POL
| MOUNTINGTYPE | Mounting Type |  | YES | YES | YES | YES | NO | [5 empty] | 62
| MCRATING | MC Rating |  | YES | YES | YES | YES | NO | [5 empty] | 63 | MC Rating
| CTRATIO | CT Ratio |  | YES | YES | YES | YES | NO | [5 empty] | 64 | Ratio of CT. Current transformer ratio of PrimaryMeter.
| FLIPFLOP | Flip Flop |  | YES | YES | YES | YES | NO | [5 empty] | 65 | Yes/No Indicator
| SAPEQUIPID | SAP Equipment ID |  | YES | YES | YES | YES | NO | [5 empty] | 66 | A unique code for equipment records in SAP.
| CEDSADEVICEID | CEDSA Device ID |  | YES | YES | YES | YES | NO | [5 empty] | 67 | Unique identifier for a CEDSA Device
| RELAYCONTROLOBJECTID | Relay Control ObjectID |  | YES | YES | NO | YES | NO | [5 empty] | 68 | Unique identifier for a Replay Control Object.
| GEMSDISTMAPNUM | GEMS Distribution Map # |  | YES | YES | YES | YES | NO | [5 empty] | 69 | A unique number for GEMS Distribution Map.
| GEMSOTHERMAPNUM | GEMS Other Map # |  | YES | YES | YES | YES | NO | [5 empty] | 70 | A unique number for GEMS Other Map
| CREATIONUSER | Creation User |  | YES | YES | NO | YES | NO | [5 empty] | 71 | The LAN Identification of the person who initially created the record.
| DATECREATED | Date Created |  | YES | YES | NO | YES | NO | [5 empty] | 72 | The date the Record was created
| DATEMODIFIED | Date Modified |  | YES | YES | NO | YES | NO | [5 empty] | 73 | The last date the record was modified
| LASTUSER | Last User |  | YES | YES | NO | YES | NO | [5 empty] | 74 | The LAN Identification of the User that last changed the records
| COMMENTS | Comments |  | YES | YES | YES | YES | NO | [5 empty] | 75 | Text of User or Designer comments.

## DPD_Fault_Interrupter
| Dynamic Protective Device - Fault Interupter | Version 1.0 | Attributes: | Editable:
| Primary Display Field: PGE Display Name | Date | Visible: | Required:
Web Primary Display Field: OPERATINGNUMBER
Number | Attribute | Alias | Description | Visible | Web-Visible | Editable | Allow NULL Values | Allow Mass Attribute Update | AU | Validation | Default | Example | Note | Sequence | Description
| OPERATINGNUMBER | Operating Number |  | YES | YES | YES | NO | NO | [5 empty] | 1 | A unique operating number for the device.
| SUBTYPECD | Subtype |  | YES | YES | YES | NO | NO | [5 empty] | 2 | Interrupter; Recloser; Sectionalizer
| OBJECTID | Object ID |  | YES | YES | NO | NO | NO | [5 empty] | 3 | A unique Identification number for the object (Equipment, Device, etc.).
| INSTALLATIONTYPE | Installation Type |  | YES | YES | YES | NO | NO | [5 empty] | 4 | A short desciption of the Installation Type (Overhead/Padmounted)
| OPERATINGVOLTAGE | Operating Voltage |  | YES | YES | YES | NO | NO | [5 empty] | 5 | The operating voltage the voltage device is rated to carry.
| INSTALLJOBPREFIX | Job Prefix |  | YES | YES | YES | YES | No |  |  | PM |  |  | 6 | The prefix Code for the installation Job. Coded Value Domain: PM; BWO; FIF; GM; SD; WO; etc..
| INSTALLJOBNUMBER | Job Number |  | YES | YES | YES | NO | NO | [5 empty] | 7 | The number for the installation Job.
| INSTALLJOBYEAR | Year Installed |  | YES | YES | YES | YES | NO | [5 empty] | 8 | The year the device was installed.
| INSTALLATIONDATE | Date Installed |  | YES | YES | YES | YES | NO | [5 empty] | 9 | Date ElectricDevice was installed.
| LOCALOFFICEID | Local Office ID |  | YES | YES | YES | YES | NO | [5 empty] | 10 | The identification number of the Local Office
| SOURCESIDEDEVICEID | Source Side Device ID |  | YES | YES | YES | YES | NO | [5 empty] | 11 | A unique code designated for a Source Side Device.
| OPERATINGAS | Operating As |  | YES | YES | YES | YES | NO |  |  |  |  | Drop-Down options should be (Recloser, Sectionalizer or Switch) | 12 | Domain Values Include: Recloser; Sectionalizer; Switch
| CCRATING | CC Rating |  | YES | YES | YES | YES | NO | [5 empty] | 13 | The Cubic Capacity rating of the device.
| NUMBEROFPHASES | Number Of Phases |  | YES | YES | YES | NO | NO |  |  | 3 |  |  | 14 | The number of phases of the device ,etc.
| PHASEDESIGNATION | Phase Designation |  | YES | YES | YES | YES | NO |  |  | ABC |  |  | 15 | A letter designating the phase of the device.
| NORMALPOSITION | Normal Position |  | YES | YES | YES | YES | NO | [5 empty] | 16 | The normal position of the device (open/closed)
| NORMALPOSITION_A | Normal Position A |  | YES | YES | YES | NO | NO |  |  | Closed |  |  | 17 | The normal A position of the device (open/closed)
| NORMALPOSITION_B | Normal Position B |  | YES | YES | YES | NO | NO |  |  | Closed |  |  | 18 | The normal B position of the device (open/closed)
| NORMALPOSITION_C | Normal Position C |  | YES | YES | YES | NO | NO |  |  | Closed |  |  | 19 | The normal C position of the device (open/closed)
| GEMSCIRCUITMAPNUM | GEMS Circuit Map # |  | YES | YES | YES | YES | NO | [5 empty] | 20 | A unique number for GEMS Circuit Map
| CIRCUITID | Circuit ID |  | YES | YES | NO | YES | NO | [5 empty] | 21 | Feeder Manager identifier assigned to feeders and devices that participate in a specific distribution circuit. Feeder Manager uses the FEEDERID model name in this field.
| CIRCUITID2 | Circuit ID 2 |  | YES | YES | NO | YES | NO | [5 empty] | 22 | Feeder Manager identifier assigned if device is supplied by second feeder. Feeder Manager uses the FEEDERID2 model name in this field.
| REGION | Service Area |  | YES | YES | YES | YES | NO | [5 empty] | 23 | Region
| DIVISION | Division |  | YES | YES | YES | YES | NO | [5 empty] | 24 | Division
| DISTRICT | District |  | YES | YES | YES | YES | NO | [5 empty] | 25 | DISTRICT (Values include: Solano; Kern; Fresno; Yosemite; Stanislaus; Delta; Mother Lode).
| COUNTY | County |  | YES | YES | YES | YES | NO | [5 empty] | 26 | County
| CITY | City |  | YES | YES | YES | YES | NO | [5 empty] | 27 | City
| LOCDESC | Address |  | YES | YES | YES | YES | NO | [5 empty] | 28 | Address of the device.
| ZIP | ZIP Code |  | YES | YES | YES | YES | NO | [5 empty] | 29 | Zip
| LATITUDE | Latitude |  | YES | YES | YES | YES | NO | [5 empty] | 30 | Latitude
| LONGITUDE | Longitude |  | YES | YES | YES | YES | NO | [5 empty] | 31 | Longitude
| STATUS | Status |  | YES | YES | YES | NO | NO | [5 empty] | 32 | The status of the device (In-service, etc.).
| DEVICETYPE | Device Type |  | YES | YES | YES | NO | NO | [5 empty] | 33 | The name for the type of device.
| SUPERVISORYCONTROL | Supervisory Control |  | YES | YES | YES | NO | NO | [5 empty] | 34 | Yes/No Indicator
| POTENTIAL | Potential Direction |  | YES | YES | YES | NO | NO | [5 empty] | 35 | Domain values: Single Left Potential; Single Right Potential; Double Potential; Unknown; NA
| FAULTDUTY | Fault Duty |  | YES | YES | YES | YES | NO | [5 empty] | 36
| MAXINTERRUPTINGCURRENT | Maximum Interrupting Current |  | YES | YES | YES | YES | NO | [5 empty] | 37 | Maximum Voltage Level
| INTERRUPTINGMEDIUM | Interrupting Medium |  | YES | YES | YES | YES | NO | [5 empty] | 38 | Code indicating interrupting medium that insulates contacts of DynamicProtectiveDevice; domain values include Air, Oil, Vacuum, etc.
| OKTOBYPASS | OK to Bypass |  | YES | YES | YES | YES | NO | [5 empty] | 39 | A designation indicating that it is ok to bypass the device
| BYPASSPLANS | Bypass Plans |  | YES | YES | YES | YES | NO | [5 empty] | 40 | these are notes the engineers enter giving details of what needs to be done when bypassing or taking the device off line.
| BYPASSSWITCH | Bypass Switch |  | YES | YES | YES | YES | NO | [5 empty] | 41 | Code indicating presence of bypass fuse on CircuitBreaker; domain values are Open or Closed..
| LOCKOUTNUM | Operations To Lock Out |  | YES | YES | YES | YES | NO | [5 empty] | 42
| SECTIONALIZERCUTOUT | Sect. Feature Cut Out |  | YES | YES | YES | YES | NO | [5 empty] | 43 | Yes/No Indicator
| AUTOTRANSFERIDC | Auto Transfer Indicator |  | YES | YES | YES | YES | NO | [5 empty] | 44 | Unique identifier for indicating an Auto Transfers
| DISCONNECTIDC | Disconnect Indicator |  | YES | YES | YES | YES | NO | [5 empty] | 45 | Unique identifier for indicating a Disconnect
| TIESWITCHIDC | Tie Switch Indicator |  | YES | YES | YES | YES | NO | [5 empty] | 46 | Unique identifier for indicating a Tie Switch
| RECLOSEBLOCKIDC | Reclose Block IDC |  | YES | YES | YES | YES | NO | [5 empty] | 47 | Unique identifier for indicating a Reclosure
| CUSTOMEROWNED | Customer Owned |  | YES | YES | YES | YES | NO | [5 empty] | 48 | text indicating if the equipment is Customer Owned (Yes or No)
| BUCKETTRUCKIDC | Bucket Truck |  | YES | YES | YES | YES | NO | [5 empty] | 49 | Yes/No Indicator
| CALTRANSPERMITIDC | CalTrans Permit |  | YES | YES | YES | YES | NO | [5 empty] | 50 | A code that indicates that a Cal Trans Permit Exists. Yes/No Indicator..
| VAULT | Vault |  | YES | YES | YES | YES | NO | [5 empty] | 51 | Database values include: l102S; WINSP, 105; 5c1; 6997; 105; 39; 7D2; 3B313; 4A241
| PHASINGVERIFIEDSTATUS | Verified Phasing Status |  | YES | YES | YES | YES | NO |  |  | Estimated/Defaulted |  |  | 52 | Domain values: Field Verified; Conversion Source; Estimated;Defaulted; Not Verified
| MULTIFUNCTIONALIDC | Multi-Functional Device Indicator |  | YES | YES | YES | YES | NO |  |  |  |  | Drop-Down options should be (YES or NO) | 53 | Unique identifier for indicating the device has multiple functions.
| SWITCHMODEIDC | Switch Mode Indicator |  | YES | YES | YES | YES | NO | [5 empty] | 54 | Yes/No Indicator
| MANUFACTURER | Manufacturer |  | YES | YES | YES | YES | NO | [5 empty] | 55 | The manufactorer of the Anchor Guy.
| SERIALNUMBER | Serial Number |  | YES | YES | YES | YES | NO | [5 empty] | 56 | Serial Number of the Device.
| MATERIALCODE | Material Code |  | YES | YES | YES | YES | NO | [5 empty] | 57 | Material Code
| YEARMANUFACTURED | Year Manufactured |  | YES | YES | YES | YES | NO | [5 empty] | 58 | The year the device was manufactured.
| ANIMALGUARDTYPE | Animal Guards |  | YES | YES | YES | YES | NO | [5 empty] | 59 | Type of animal guard used. Domain Values: Animal Guards Installed: Bird Guards Installed; Both Guards Installed; No Guards Installed; Unspecified
| COASTALIDC | Coastal Indicator |  | YES | YES | YES | YES | NO | [5 empty] | 60 | Yes/No Indicator
| GANGOPERATED | Gang Operated |  | YES | YES | YES | YES | NO | [5 empty] | 61 | Values include: PAD; POL
| MOUNTINGTYPE | Mounting Type |  | YES | YES | YES | YES | NO | [5 empty] | 62
| MCRATING | MC Rating |  | YES | YES | YES | YES | NO | [5 empty] | 63 | MC Rating
| CTRATIO | CT Ratio |  | YES | YES | YES | YES | NO | [5 empty] | 64 | Ratio of CT. Current transformer ratio of PrimaryMeter.
| FLIPFLOP | Flip Flop |  | YES | YES | YES | YES | NO | [5 empty] | 65 | Yes/No Indicator
| SAPEQUIPID | SAP Equipment ID |  | YES | YES | YES | YES | NO | [5 empty] | 66 | A unique code for equipment records in SAP.
| CEDSADEVICEID | CEDSA Device ID |  | YES | YES | YES | YES | NO | [5 empty] | 67 | Unique identifier for a CEDSA Device
| RELAYCONTROLOBJECTID | Relay Control ObjectID |  | YES | YES | NO | YES | NO | [5 empty] | 68 | Unique identifier for a Replay Control Object.
| GEMSDISTMAPNUM | GEMS Distribution Map # |  | YES | YES | YES | YES | NO | [5 empty] | 69 | A unique number for GEMS Distribution Map
| GEMSOTHERMAPNUM | GEMS Other Map # |  | YES | YES | YES | YES | NO | [5 empty] | 70 | A unique number for GEMS Other Map
| CREATIONUSER | Creation User |  | YES | YES | NO | YES | NO | [5 empty] | 71 | The LAN Identification of the person who initially created the record.
| DATECREATED | Date Created |  | YES | YES | NO | YES | NO | [5 empty] | 72 | The date the Record was created
| DATEMODIFIED | Date Modified |  | YES | YES | NO | YES | NO | [5 empty] | 73 | The last date the record was modified
| LASTUSER | Last User |  | YES | YES | NO | YES | NO | [5 empty] | 74 | The LAN Identification of the User that last changed the records
| COMMENTS | Comments |  | YES | YES | YES | YES | NO | [5 empty] | 75 | Text of User or Designer comments.

## DPD_Recloser
| Dynamic Protective Device - Recloser | Version 1.0 | Attributes: | Editable:
| Primary Display Field: PGE Display Name | Date | Visible: | Required:
Web Primary Display Field: OPERATINGNUMBER
Number | Attribute | Alias | Description | Visible | Web-Visible | Editable | Allow NULL Values | Allow Mass Attribute Update | AU | Validation | Default | Example | Note | Sequence | Description
| OPERATINGNUMBER | Operating Number |  | YES | YES | YES | NO | NO | [5 empty] | 1 | A unique operating number for the device.
| SUBTYPECD | Subtype |  | YES | YES | YES | NO | NO | [5 empty] | 2 | Interrupter; Recloser; Sectionalizer
| OBJECTID | Object ID |  | YES | YES | NO | NO | NO | [5 empty] | 3 | A unique Identification number for the object (Equipment, Device, etc.).
| INSTALLATIONTYPE | Installation Type |  | YES | YES | YES | NO | NO | [5 empty] | 4 | A short desciption of the Installation Type (Overhead/Padmounted)
| OPERATINGVOLTAGE | Operating Voltage |  | YES | YES | YES | NO | NO | [5 empty] | 5 | The operating voltage the voltage device is rated to carry.
| INSTALLJOBPREFIX | Job Prefix |  | YES | YES | YES | YES | No |  |  | PM |  |  | 6 | The prefix Code for the installation Job. Coded Value Domain: PM; BWO; FIF; GM; SD; WO; etc..
| INSTALLJOBNUMBER | Job Number |  | YES | YES | YES | NO | NO | [5 empty] | 7 | The number for the installation Job.
| INSTALLJOBYEAR | Year Installed |  | YES | YES | YES | YES | NO | [5 empty] | 8 | The year the device was installed.
| INSTALLATIONDATE | Date Installed |  | YES | YES | YES | YES | NO | [5 empty] | 9 | Date ElectricDevice was installed.
| LOCALOFFICEID | Local Office ID |  | YES | YES | YES | YES | NO | [5 empty] | 10 | The identification number of the Local Office
| SOURCESIDEDEVICEID | Source Side Device ID |  | YES | YES | YES | YES | NO | [5 empty] | 11 | A unique code designated for a Source Side Device.
| OPERATINGAS | Operating As |  | YES | YES | YES | YES | NO |  |  |  |  | Drop-Down options should be (Recloser, Sectionalizer or Switch) | 12 | Domain Values Include: Recloser; Sectionalizer; Switch
| CCRATING | CC Rating |  | YES | YES | YES | YES | NO | [5 empty] | 13 | The Cubic Capacity rating of the device.
| NUMBEROFPHASES | Number Of Phases |  | YES | YES | YES | NO | NO |  |  | 3 |  |  | 14 | The number of phases of the device ,etc.
| PHASEDESIGNATION | Phase Designation |  | YES | YES | YES | YES | NO |  |  | ABC |  |  | 15 | A letter designating the phase of the device.
| NORMALPOSITION | Normal Position |  | YES | YES | YES | YES | NO | [5 empty] | 16 | The normal position of the device (open/closed)
| NORMALPOSITION_A | Normal Position A |  | YES | YES | YES | NO | NO |  |  | Closed |  |  | 17 | The normal A position of the device (open/closed)
| NORMALPOSITION_B | Normal Position B |  | YES | YES | YES | NO | NO |  |  | Closed |  |  | 18 | The normal B position of the device (open/closed)
| NORMALPOSITION_C | Normal Position C |  | YES | YES | YES | NO | NO |  |  | Closed |  |  | 19 | The normal C position of the device (open/closed)
| GEMSCIRCUITMAPNUM | GEMS Circuit Map # |  | YES | YES | YES | YES | NO | [5 empty] | 20 | A unique number for GEMS Circuit Map
| CIRCUITID | Circuit ID |  | YES | YES | NO | YES | NO | [5 empty] | 21 | Feeder Manager identifier assigned to feeders and devices that participate in a specific distribution circuit. Feeder Manager uses the FEEDERID model name in this field.
| CIRCUITID2 | Circuit ID 2 |  | YES | YES | NO | YES | NO | [5 empty] | 22 | Feeder Manager identifier assigned if device is supplied by second feeder. Feeder Manager uses the FEEDERID2 model name in this field.
23
| REGION | Service Area |  | YES | YES | YES | YES | NO | [5 empty] | 24 | Region
| DIVISION | Division |  | YES | YES | YES | YES | NO | [5 empty] | 25 | Division
| DISTRICT | District |  | YES | YES | YES | YES | NO | [5 empty] | 26 | DISTRICT (Values include: Solano; Kern; Fresno; Yosemite; Stanislaus; Delta; Mother Lode).
| COUNTY | County |  | YES | YES | YES | YES | NO | [5 empty] | 27 | County
| CITY | City |  | YES | YES | YES | YES | NO | [5 empty] | 28 | City
| LOCDESC | Address |  | YES | YES | YES | YES | NO | [5 empty] | 29 | Address of the device.
| ZIP | ZIP Code |  | YES | YES | YES | YES | NO | [5 empty] | 30 | Zip
| LATITUDE | Latitude |  | YES | YES | YES | YES | NO | [5 empty] | 31 | Latitude
| LONGITUDE | Longitude |  | YES | YES | YES | YES | NO | [5 empty] | 32 | Longitude
| STATUS | Status |  | YES | YES | YES | NO | NO | [5 empty] | 33 | The status of the device (In-service, etc.).
| DEVICETYPE | Device Type |  | YES | YES | YES | NO | NO | [5 empty] | 34 | The name for the type of device.
| SUPERVISORYCONTROL | Supervisory Control |  | YES | YES | YES | NO | NO | [5 empty] | 35 | Yes/No Indicator
| POTENTIAL | Potential Direction |  | YES | YES | YES | NO | NO | [5 empty] | 36 | Domain values: Single Left Potential; Single Right Potential; Double Potential; Unknown; NA
| FAULTDUTY | Fault Duty |  | YES | YES | YES | YES | NO | [5 empty] | 37
| MAXINTERRUPTINGCURRENT | Maximum Interrupting Current |  | YES | YES | YES | YES | NO | [5 empty] | 38 | Maximum Voltage Level
| INTERRUPTINGMEDIUM | Interrupting Medium |  | YES | YES | YES | YES | NO | [5 empty] | 39 | Code indicating interrupting medium that insulates contacts of DynamicProtectiveDevice; domain values include Air, Oil, Vacuum, etc.
| OKTOBYPASS | OK to Bypass |  | YES | YES | YES | YES | NO | [5 empty] | 40 | A designation indicating that it is ok to bypass the device
| BYPASSPLANS | Bypass Plans |  | YES | YES | YES | YES | NO | [5 empty] | 41 | these are notes the engineers enter giving details of what needs to be done when bypassing or taking the device off line.
| BYPASSSWITCH | Bypass Switch |  | YES | YES | YES | YES | NO | [5 empty] | 42 | Code indicating presence of bypass fuse on CircuitBreaker; domain values are Open or Closed..
| LOCKOUTNUM | Operations To Lock Out |  | YES | YES | YES | YES | NO | [5 empty] | 43
| SECTIONALIZERCUTOUT | Sect. Feature Cut Out |  | YES | YES | YES | YES | NO | [5 empty] | 44 | Yes/No Indicator
| AUTOTRANSFERIDC | Auto Transfer Indicator |  | YES | YES | YES | YES | NO | [5 empty] | 45 | Unique identifier for indicating an Auto Transfers
| DISCONNECTIDC | Disconnect Indicator |  | YES | YES | YES | YES | NO | [5 empty] | 46 | Unique identifier for indicating a Disconnect
| TIESWITCHIDC | Tie Switch Indicator |  | YES | YES | YES | YES | NO | [5 empty] | 47 | Unique identifier for indicating a Tie Switch
| RECLOSEBLOCKIDC | Reclose Block IDC |  | YES | YES | YES | YES | NO | [5 empty] | 48 | Unique identifier for indicating a Reclosure
| CUSTOMEROWNED | Customer Owned |  | YES | YES | YES | YES | NO | [5 empty] | 49 | text indicating if the equipment is Customer Owned (Yes or No)
| BUCKETTRUCKIDC | Bucket Truck |  | YES | YES | YES | YES | NO | [5 empty] | 50 | Yes/No Indicator
| CALTRANSPERMITIDC | CalTrans Permit |  | YES | YES | YES | YES | NO | [5 empty] | 51 | A code that indicates that a Cal Trans Permit Exists. Yes/No Indicator..
| VAULT | Vault |  | YES | YES | YES | YES | NO | [5 empty] | 52 | Database values include: l102S; WINSP, 105; 5c1; 6997; 105; 39; 7D2; 3B313; 4A241
| PHASINGVERIFIEDSTATUS | Verified Phasing Status |  | YES | YES | YES | YES | NO |  |  | Estimated/Defaulted |  |  | 53 | Domain values: Field Verified; Conversion Source; Estimated;Defaulted; Not Verified
| MULTIFUNCTIONALIDC | Multi-Functional Device Indicator |  | YES | YES | YES | YES | NO |  |  |  |  | Drop-Down options should be (YES or NO) | 54 | Unique identifier for indicating the device has multiple functions.
| SWITCHMODEIDC | Switch Mode Indicator |  | YES | YES | YES | YES | NO | [5 empty] | 55 | Yes/No Indicator
| MANUFACTURER | Manufacturer |  | YES | YES | YES | YES | NO | [5 empty] | 56 | The manufactorer of the Anchor Guy.
| SERIALNUMBER | Serial Number |  | YES | YES | YES | YES | NO | [5 empty] | 57 | Serial Number of the Device.
| MATERIALCODE | Material Code |  | YES | YES | YES | YES | NO | [5 empty] | 58 | Material Code
| YEARMANUFACTURED | Year Manufactured |  | YES | YES | YES | YES | NO | [5 empty] | 59 | The year the device was manufactured.
| ANIMALGUARDTYPE | Animal Guards |  | YES | YES | YES | YES | NO | [5 empty] | 60 | Type of animal guard used. Domain Values: Animal Guards Installed: Bird Guards Installed; Both Guards Installed; No Guards Installed; Unspecified
| COASTALIDC | Coastal Indicator |  | YES | YES | YES | YES | NO | [5 empty] | 61 | Yes/No Indicator
| GANGOPERATED | Gang Operated |  | YES | YES | YES | YES | NO | [5 empty] | 62 | Values include: PAD; POL
| MOUNTINGTYPE | Mounting Type |  | YES | YES | YES | YES | NO | [5 empty] | 63
| MCRATING | MC Rating |  | YES | YES | YES | YES | NO | [5 empty] | 64 | MC Rating
| CTRATIO | CT Ratio |  | YES | YES | YES | YES | NO | [5 empty] | 65 | Ratio of CT. Current transformer ratio of PrimaryMeter.
| FLIPFLOP | Flip Flop |  | YES | YES | YES | YES | NO | [5 empty] | 66 | Yes/No Indicator
| SAPEQUIPID | SAP Equipment ID |  | YES | YES | YES | YES | NO | [5 empty] | 67 | A unique code for equipment records in SAP.
| CEDSADEVICEID | CEDSA Device ID |  | YES | YES | YES | YES | NO | [5 empty] | 68 | Unique identifier for a CEDSA Device
| RELAYCONTROLOBJECTID | Relay Control ObjectID |  | YES | YES | NO | YES | NO | [5 empty] | 69 | Unique identifier for a Replay Control Object.
| GEMSDISTMAPNUM | GEMS Distribution Map # |  | YES | YES | YES | YES | NO | [5 empty] | 70 | A unique number for GEMS Distribution Map
| GEMSOTHERMAPNUM | GEMS Other Map # |  | YES | YES | YES | YES | NO | [5 empty] | 71 | A unique number for GEMS Other Map
| CREATIONUSER | Creation User |  | YES | YES | NO | YES | NO | [5 empty] | 72 | The LAN Identification of the person who initially created the record.
| DATECREATED | Date Created |  | YES | YES | NO | YES | NO | [5 empty] | 73 | The date the Record was created
| DATEMODIFIED | Date Modified |  | YES | YES | NO | YES | NO | [5 empty] | 74 | The last date the record was modified
| LASTUSER | Last User |  | YES | YES | NO | YES | NO | [5 empty] | 75 | The LAN Identification of the User that last changed the records
| COMMENTS | Comments |  | YES | YES | YES | YES | NO | [5 empty] | 76 | Text of User or Designer comments.

## DPD_Sectionalizer
| Dynamic Protective Device - Sectionalizer | Version 1.0 | Attributes: | Editable:
| Primary Display Field: PGE Display Name | Date | Visible: | Required:
Web Primary Display Field: OPERATINGNUMBER
Number | Attribute | Alias | Description | Visible | Web-Visible | Editable | Allow NULL Values | Allow Mass Attribute Update | AU | Validation | Default | Example | Note | Sequence | Description
| OPERATINGNUMBER | Operating Number |  | YES | YES | YES | NO | NO | [5 empty] | 1 | A unique operating number for the device.
| SUBTYPECD | Subtype |  | YES | YES | YES | NO | NO | [5 empty] | 2 | Interrupter; Recloser; Sectionalizer
| OBJECTID | Object ID |  | YES | YES | NO | NO | NO | [5 empty] | 3 | A unique Identification number for the object (Equipment, Device, etc.).
| INSTALLATIONTYPE | Installation Type |  | YES | YES | YES | NO | NO | [5 empty] | 4 | A short desciption of the Installation Type (Overhead/Padmounted)
| OPERATINGVOLTAGE | Operating Voltage |  | YES | YES | YES | NO | NO | [5 empty] | 5 | The operating voltage the voltage device is rated to carry.
| INSTALLJOBPREFIX | Job Prefix |  | YES | YES | YES | YES | No |  |  | PM |  |  | 6 | The prefix Code for the installation Job. Coded Value Domain: PM; BWO; FIF; GM; SD; WO; etc..
| INSTALLJOBNUMBER | Job Number |  | YES | YES | YES | NO | NO | [5 empty] | 7 | The number for the installation Job.
| INSTALLJOBYEAR | Year Installed |  | YES | YES | YES | YES | NO | [5 empty] | 8 | The year the device was installed.
| INSTALLATIONDATE | Date Installed |  | YES | YES | YES | YES | NO | [5 empty] | 9 | Date ElectricDevice was installed.
| LOCALOFFICEID | Local Office ID |  | YES | YES | YES | YES | NO | [5 empty] | 10 | The identification number of the Local Office
| SOURCESIDEDEVICEID | Source Side Device ID |  | YES | YES | YES | YES | NO | [5 empty] | 11 | A unique code designated for a Source Side Device.
| OPERATINGAS | Operating As |  | YES | YES | YES | YES | NO |  |  |  |  | Drop-Down options should be (Recloser, Sectionalizer or Switch) | 12 | Domain Values Include: Recloser; Sectionalizer; Switch
| CCRATING | CC Rating |  | YES | YES | YES | YES | NO | [5 empty] | 13 | The Cubic Capacity rating of the device.
| NUMBEROFPHASES | Number Of Phases |  | YES | YES | YES | NO | NO |  |  | 3 |  |  | 14 | The number of phases of the device ,etc.
| PHASEDESIGNATION | Phase Designation |  | YES | YES | YES | YES | NO |  |  | ABC |  |  | 15 | A letter designating the phase of the device.
| NORMALPOSITION | Normal Position |  | YES | YES | YES | YES | NO | [5 empty] | 16 | The normal position of the device (open/closed)
| NORMALPOSITION_A | Normal Position A |  | YES | YES | YES | NO | NO |  |  | Closed |  |  | 17 | The normal A position of the device (open/closed)
| NORMALPOSITION_B | Normal Position B |  | YES | YES | YES | NO | NO |  |  | Closed |  |  | 18 | The normal B position of the device (open/closed)
| NORMALPOSITION_C | Normal Position C |  | YES | YES | YES | NO | NO |  |  | Closed |  |  | 19 | The normal C position of the device (open/closed)
| GEMSCIRCUITMAPNUM | GEMS Circuit Map # |  | YES | YES | YES | YES | NO | [5 empty] | 20 | A unique number for GEMS Circuit Map
| CIRCUITID | Circuit ID |  | YES | YES | NO | YES | NO | [5 empty] | 21 | Feeder Manager identifier assigned to feeders and devices that participate in a specific distribution circuit. Feeder Manager uses the FEEDERID model name in this field.
| CIRCUITID2 | Circuit ID 2 |  | YES | YES | NO | YES | NO | [5 empty] | 22 | Feeder Manager identifier assigned if device is supplied by second feeder. Feeder Manager uses the FEEDERID2 model name in this field.
| REGION | Service Area |  | YES | YES | YES | YES | NO | [5 empty] | 23 | Region
| DIVISION | Division |  | YES | YES | YES | YES | NO | [5 empty] | 24 | Division
| DISTRICT | District |  | YES | YES | YES | YES | NO | [5 empty] | 25 | DISTRICT (Values include: Solano; Kern; Fresno; Yosemite; Stanislaus; Delta; Mother Lode).
| COUNTY | County |  | YES | YES | YES | YES | NO | [5 empty] | 26 | County
| CITY | City |  | YES | YES | YES | YES | NO | [5 empty] | 27 | City
| LOCDESC | Address |  | YES | YES | YES | YES | NO | [5 empty] | 28 | Address of the device.
| ZIP | ZIP Code |  | YES | YES | YES | YES | NO | [5 empty] | 29 | Zip
| LATITUDE | Latitude |  | YES | YES | YES | YES | NO | [5 empty] | 30 | Latitude
| LONGITUDE | Longitude |  | YES | YES | YES | YES | NO | [5 empty] | 31 | Longitude
| STATUS | Status |  | YES | YES | YES | NO | NO | [5 empty] | 32 | The status of the device (In-service, etc.).
| DEVICETYPE | Device Type |  | YES | YES | YES | NO | NO | [5 empty] | 33 | The name for the type of device.
| SUPERVISORYCONTROL | Supervisory Control |  | YES | YES | YES | NO | NO | [5 empty] | 34 | Yes/No Indicator
| POTENTIAL | Potential Direction |  | YES | YES | YES | NO | NO | [5 empty] | 35 | Domain values: Single Left Potential; Single Right Potential; Double Potential; Unknown; NA
| FAULTDUTY | Fault Duty |  | YES | YES | YES | YES | NO | [5 empty] | 36
| MAXINTERRUPTINGCURRENT | Maximum Interrupting Current |  | YES | YES | YES | YES | NO | [5 empty] | 37 | Maximum Voltage Level
| INTERRUPTINGMEDIUM | Interrupting Medium |  | YES | YES | YES | YES | NO | [5 empty] | 38 | Code indicating interrupting medium that insulates contacts of DynamicProtectiveDevice; domain values include Air, Oil, Vacuum, etc.
| OKTOBYPASS | OK to Bypass |  | YES | YES | YES | YES | NO | [5 empty] | 39 | A designation indicating that it is ok to bypass the device
| BYPASSPLANS | Bypass Plans |  | YES | YES | YES | YES | NO | [5 empty] | 40 | these are notes the engineers enter giving details of what needs to be done when bypassing or taking the device off line.
| BYPASSSWITCH | Bypass Switch |  | YES | YES | YES | YES | NO | [5 empty] | 41 | Code indicating presence of bypass fuse on CircuitBreaker; domain values are Open or Closed.
| LOCKOUTNUM | Operations To Lock Out |  | YES | YES | YES | YES | NO | [5 empty] | 42
| SECTIONALIZERCUTOUT | Sect. Feature Cut Out |  | YES | YES | YES | YES | NO | [5 empty] | 43 | Yes/No Indicator
| AUTOTRANSFERIDC | Auto Transfer Indicator |  | YES | YES | YES | YES | NO | [5 empty] | 44 | Unique identifier for indicating an Auto Transfers
| DISCONNECTIDC | Disconnect Indicator |  | YES | YES | YES | YES | NO | [5 empty] | 45 | Unique identifier for indicating a Disconnect
| TIESWITCHIDC | Tie Switch Indicator |  | YES | YES | YES | YES | NO | [5 empty] | 46 | Unique identifier for indicating a Tie Switch
| RECLOSEBLOCKIDC | Reclose Block IDC |  | YES | YES | YES | YES | NO | [5 empty] | 47 | Unique identifier for indicating a Reclosure
| CUSTOMEROWNED | Customer Owned |  | YES | YES | YES | YES | NO | [5 empty] | 48 | text indicating if the equipment is Customer Owned (Yes or No)
| BUCKETTRUCKIDC | Bucket Truck |  | YES | YES | YES | YES | NO | [5 empty] | 49 | Yes/No Indicator
| CALTRANSPERMITIDC | CalTrans Permit |  | YES | YES | YES | YES | NO | [5 empty] | 50 | A code that indicates that a Cal Trans Permit Exists. Yes/No Indicator.
| VAULT | Vault |  | YES | YES | YES | YES | NO | [5 empty] | 51 | Database values include: l102S; WINSP, 105; 5c1; 6997; 105; 39; 7D2; 3B313; 4A241
| PHASINGVERIFIEDSTATUS | Verified Phasing Status |  | YES | YES | YES | YES | NO |  |  | Estimated/Defaulted |  |  | 52 | Domain values: Field Verified; Conversion Source; Estimated;Defaulted; Not Verified
| MULTIFUNCTIONALIDC | Multi-Functional Device Indicator |  | YES | YES | YES | YES | NO |  |  |  |  | Drop-Down options should be (YES or NO) | 53 | Unique identifier for indicating the device has multiple functions.
| SWITCHMODEIDC | Switch Mode Indicator |  | YES | YES | YES | YES | NO | [5 empty] | 54 | Yes/No Indicator
| MANUFACTURER | Manufacturer |  | YES | YES | YES | YES | NO | [5 empty] | 55 | The manufactorer of the Anchor Guy.
| SERIALNUMBER | Serial Number |  | YES | YES | YES | YES | NO | [5 empty] | 56 | Serial Number of the Device.
| MATERIALCODE | Material Code |  | YES | YES | YES | YES | NO | [5 empty] | 57 | Material Code
| YEARMANUFACTURED | Year Manufactured |  | YES | YES | YES | YES | NO | [5 empty] | 58 | The year the device was manufactured.
| ANIMALGUARDTYPE | Animal Guards |  | YES | YES | YES | YES | NO | [5 empty] | 59 | Type of animal guard used. Domain Values: Animal Guards Installed: Bird Guards Installed; Both Guards Installed; No Guards Installed; Unspecified
| COASTALIDC | Coastal Indicator |  | YES | YES | YES | YES | NO | [5 empty] | 60 | Yes/No Indicator
| GANGOPERATED | Gang Operated |  | YES | YES | YES | YES | NO | [5 empty] | 61 | Values include: PAD; POL
| MOUNTINGTYPE | Mounting Type |  | YES | YES | YES | YES | NO | [5 empty] | 62
| MCRATING | MC Rating |  | YES | YES | YES | YES | NO | [5 empty] | 63 | MC Rating
| CTRATIO | CT Ratio |  | YES | YES | YES | YES | NO | [5 empty] | 64 | Ratio of CT. Current transformer ratio of PrimaryMeter.
| FLIPFLOP | Flip Flop |  | YES | YES | YES | YES | NO | [5 empty] | 65 | Yes/No Indicator
| SAPEQUIPID | SAP Equipment ID |  | YES | YES | YES | YES | NO | [5 empty] | 66 | A unique code for equipment records in SAP.
| CEDSADEVICEID | CEDSA Device ID |  | YES | YES | YES | YES | NO | [5 empty] | 67 | Unique identifier for a CEDSA Device
| RELAYCONTROLOBJECTID | Relay Control ObjectID |  | YES | YES | NO | YES | NO | [5 empty] | 68 | Unique identifier for a Replay Control Object.
| GEMSDISTMAPNUM | GEMS Distribution Map # |  | YES | YES | YES | YES | NO | [5 empty] | 69 | A unique number for GEMS Distribution Map
| GEMSOTHERMAPNUM | GEMS Other Map # |  | YES | YES | YES | YES | NO | [5 empty] | 70 | A unique number for GEMS Other Map
| CREATIONUSER | Creation User |  | YES | YES | NO | YES | NO | [5 empty] | 71 | The LAN Identification of the person who initially created the record.
| DATECREATED | Date Created |  | YES | YES | NO | YES | NO | [5 empty] | 72 | The date the Record was created
| DATEMODIFIED | Date Modified |  | YES | YES | NO | YES | NO | [5 empty] | 73 | The last date the record was modified
| LASTUSER | Last User |  | YES | YES | NO | YES | NO | [5 empty] | 74 | The LAN Identification of the User that last changed the records
| COMMENTS | Comments |  | YES | YES | YES | YES | NO | [5 empty] | 75 | Text of User or Designer comments.

## Fuse
| Fuse | Version 1.0 | Attributes: | Editable:
| Primary Display Field: PGE Display Name | Date | Visible: | Required:
Web Primary Display Field: OPERATINGNUMBER
Number | Attribute | Alias | Description | Visible | Web-Visible | Editable | Allow NULL Values | Allow Mass Attribute Update | AU | Validation | Default | Example | Note | Sequence | Description
| OPERATINGNUMBER |  |  |  | YES | [8 empty] | 1 | A unique operating number for the device.
| OBJECTID |  |  |  | YES | [8 empty] | 2 | A unique Identification number for the object.
| SUBTYPECD |  |  |  | YES | [8 empty] | 3 | Coded Value: Overhead; Underground
| PARTNUMBER | Part Number |  | YES | YES | YES | NO | NO | [5 empty] | 4 | A unique number associated with a part.
| LINKTYPE | Link Type |  | YES | YES | YES | NO | NO | [5 empty] | 5 | Domain Values: N; T; E; K; CL; FT; ELF
| LINKRATING | Link Rating |  | YES | YES | YES | NO | NO | [5 empty] | 6 | Domain Values: 1A; 2A; 30A; 35A; 300A; etc
| INSTALLATIONTYPE |  |  |  | YES | [8 empty] | 7 | A short desciption of the Installation Type (Overhead/Padmounted)
| OPERATINGVOLTAGE |  |  |  | YES | [8 empty] | 8 | The operating voltage the voltage device is rated to carry.
| INSTALLJOBPREFIX |  |  |  | YES | [8 empty] | 9 | The prefix Code for the installation Job. Coded Value Domain: PM; BWO; FIF; GM; SD; WO; etc..
| INSTALLJOBNUMBER |  |  |  | YES | [8 empty] | 10 | The number for the installation Job.
| INSTALLJOBYEAR |  |  |  | YES | [8 empty] | 11 | The year the device was installed.
| INSTALLATIONDATE |  |  |  | YES | [8 empty] | 12 | Date ElectricDevice was installed.
| LOCALOFFICEID |  |  |  | YES | [8 empty] | 13 | The identification number of the Local Office
| SOURCESIDEDEVICEID |  |  |  | YES | [8 empty] | 14 | A unique code designated for a Source Side Device
| NUMBEROFPHASES |  |  |  | YES | [8 empty] | 15 | The number of phases of the device ,etc.
| PHASEDESIGNATION |  |  |  | YES | [8 empty] | 16 | A letter designating the phase of the device.
| NUMBERFUSESPERPHASE |  |  |  | YES | [8 empty] | 17 | The number of fuses per phase.
| NORMALPOSITION | Normal Position |  | YES | YES | YES | YES | NO | [5 empty] | 18 | The normal position of the device (open/closed)
| NORMALPOSITION_A | Normal Position A |  | YES | YES | YES | NO | NO | [5 empty] | 19 | The normal A position of the device (open/closed)
| NORMALPOSITION_B | Normal Position B |  | YES | YES | YES | NO | NO | [5 empty] | 20 | The normal B position of the device (open/closed)
| NORMALPOSITION_C | Normal Position C |  | YES | YES | YES | NO | NO | [5 empty] | 21 | The normal C position of the device (open/closed)
| CIRCUITID | Circuit ID |  | YES | YES | NO | YES | NO | [5 empty] | 22 | Feeder Manager identifier assigned to feeders and devices that participate in a specific distribution circuit. Feeder Manager uses the FEEDERID model name in this field.
| CIRCUITID2 | Circuit ID 2 |  | YES | YES | NO | YES | NO | [5 empty] | 23 | Feeder Manager identifier assigned if device is supplied by second feeder. Feeder Manager uses the FEEDERID2 model name in this field.
| REGION | Service Area |  | YES | YES | YES | YES | NO | [5 empty] | 24 | Region
| DIVISION | Division |  | YES | YES | YES | YES | NO | [5 empty] | 25 | Division
| DISTRICT | District |  | YES | YES | YES | YES | NO | [5 empty] | 26 | DISTRICT (Values include: Solano; Kern; Fresno; Yosemite; Stanislaus; Delta; Mother Lode).
| COUNTY | County |  | YES | YES | YES | YES | NO | [5 empty] | 27 | County
| CITY | City |  | YES | YES | YES | YES | NO | [5 empty] | 28 | City
| LOCDESC | Address |  | YES | YES | YES | YES | NO | [5 empty] | 29 | Address of the device
| ZIP | ZIP Code |  | YES | YES | YES | YES | NO | [5 empty] | 30 | Zip
| STATUS | Status |  | YES | YES | YES | NO | NO | [5 empty] | 31 | The status of the device (In-service, etc.).
| MAXCONTINUOUSCURRENT | Maximum Continuous Current |  | YES | YES | YES | YES | NO | [5 empty] | 32 | Maximum Continuous Current
| MAXINTERRUPTINGCURRENT | Maximum Interrupting Current |  | YES | YES | YES | YES | NO | [5 empty] | 33 | Maximum Interrupting Current
| BYPASSSWITCH | Bypass Switch |  | YES | YES | YES | YES | NO | [5 empty] | 34 | Code indicating presence of bypass fuse on CircuitBreaker; domain values are Open or Closed.
| BUCKETTRUCKIDC | Bucket Truck |  | YES | YES | YES | YES | NO | [5 empty] | 35 | Yes/No Indicator
| CALTRANSPERMITIDC | CalTrans Permit |  | YES | YES | YES | YES | NO | [5 empty] | 36 | A code that indicates that a Cal Trans Permit Exists. Yes/No Indicator.
| VAULT | Vault |  | YES | YES | YES | YES | NO | [5 empty] | 37 | Database values include: l102S; WINSP, 105; 5c1; 6997; 105; 39; 7D2; 3B313; 4A241
| PHASINGVERIFIEDSTATUS | Verified Phasing Status |  | YES | YES | YES | YES | NO | [5 empty] | 38 | Domain values: Field Verified; Conversion Source; Estimated;Defaulted; Not Verified
| ANIMALGUARDTYPE | Animal Guards |  | YES | YES | YES | YES | NO | [5 empty] | 39 | Type of animal guard used. Domain Values: Animal Guards Installed: Bird Guards Installed; Both Guards Installed; No Guards Installed; Unspecified.
| MATERIALCODE | Material Code |  | YES | YES | YES | YES | NO | [5 empty] | 40 | Unique number for the material.
| CREATIONUSER | Creation User |  | YES | YES | NO | YES | NO | [5 empty] | 41 | The LAN Identification of the User that created the records
| DATECREATED | Date Created |  | YES | YES | NO | YES | NO | [5 empty] | 42 | The date the Record was created
| DATEMODIFIED | Date Modified |  | YES | YES | NO | YES | NO | [5 empty] | 43 | The last date the record was modified
| LASTUSER | Last User |  | YES | YES | NO | YES | NO | [5 empty] | 44 | The LAN Identification of the User that last changed the records
| COMMENTS | Comments |  | YES | YES | YES | YES | NO | [5 empty] | 45 | Text of User or designer comments

## Open Point
| Open Point | Version 1.0 | Attributes: | Editable:
| Primary Display Field: PGE Display Name | Date | Visible: | Required:
Web Primary Display Field: SUBTYPECD
Number | Attribute | Alias | Description | Visible | Web-Visible | Editable | Allow NULL Values | Allow Mass Attribute Update | AU | Validation | Default | Example | Note | Sequence | Description
| OPERATINGNUMBER | Operating Number |  | YES | YES | YES | YES | NO | [5 empty] | 1 | A unique operating number for the device.
| SUBTYPECD | Subtype |  | YES | YES | YES | NO | NO | [5 empty] | 2 | Values: Load Break Elbow; Dead Break Elbow; Open Point; Flying Bell; Splice; Separable Tee; Conductor Change; Pseudo Open Point
| OBJECTID | Object ID |  | YES | YES | NO | NO | NO | [5 empty] | 3 | A unique Identification number for the object (Equipment, Device, etc.).
| STATUS | Status |  | YES | YES | YES | NO | NO | [5 empty] | 4 | The status of the device (In-service, etc.).
| NUMBEROFPHASES | Number Of Phases |  | YES | YES | YES | NO | NO | [5 empty] | 5 | The number of phases of the device ,etc.
| PHASEDESIGNATION | Phase Designation |  | YES | YES | YES | YES | NO | [5 empty] | 6 | A letter designating the phase of the device
| PHASINGVERIFIEDSTATUS | Verified Phasing Status |  | YES | YES | YES | YES | NO | [5 empty] | 7 | Domain values: Field Verified; Conversion Source; Estimated;Defaulted; Not Verified
| NORMALPOSITION | Normal Position |  | YES | YES | YES | YES | NO | [5 empty] | 8 | The normal position of the device (open/closed)
| NORMALPOSITION_A | Normal Position A |  | YES | YES | YES | NO | NO | [5 empty] | 9 | The normal A position of the device (open/closed)
| NORMALPOSITION_B | Normal Position B |  | YES | YES | YES | NO | NO | [5 empty] | 10 | The normal B position of the device (open/closed)
| NORMALPOSITION_C | Normal Position C |  | YES | YES | YES | NO | NO | [5 empty] | 11 | The normal C position of the device (open/closed)
| OPERATINGVOLTAGE | Operating Voltage |  | YES | YES | NO | YES | NO | [5 empty] | 12 | The operating voltage the voltage device is rated to carry.
| RATEDAMPS | Rated Amps |  | YES | YES | YES | YES | NO | [5 empty] | 13 | The sum of the rated kVA of its related units.
| SPLICETYPE | Splice Type |  | YES | YES | YES | YES | NO | [5 empty] | 14 | Values: Straight; Unknown.
| SPLICESIZE | Splice Size |  | YES | YES | YES | YES | NO | [5 empty] | 15
| BUCKETTRUCKIDC | Bucket Truck |  | YES | YES | YES | YES | NO | [5 empty] | 16 | Yes/No Indicator
| CALTRANSPERMITIDC | CalTrans Permit |  | YES | YES | YES | YES | NO | [5 empty] | 17 | A code that indicates that a Cal Trans Permit Exists. Yes/No Indicator.
| VAULT | Vault |  | YES | YES | YES | YES | NO | [5 empty] | 18 | Database values include: l102S; WINSP, 105; 5c1; 6997; 105; 39; 7D2; 3B313; 4A241
| CIRCUITID | Circuit ID |  | YES | YES | NO | YES | NO | [5 empty] | 19 | Feeder Manager identifier assigned to feeders and devices that participate in a specific distribution circuit. Feeder Manager uses the FEEDERID model name in this field.
| CIRCUITID2 | Circuit ID 2 |  | YES | YES | NO | YES | NO | [5 empty] | 20 | Feeder Manager identifier assigned if device is supplied by second feeder. Feeder Manager uses the FEEDERID2 model name in this field.
| INSTALLJOBPREFIX | Job Prefix |  | YES | YES | YES | YES | NO |  |  | PM |  |  | 21 | The prefix Code for the installation Job. Coded Value Domain: PM; BWO; FIF; GM; SD; WO; etc..
| INSTALLJOBNUMBER | Job Number |  | YES | YES | YES | NO | NO | [5 empty] | 22 | The number for the installation Job.
| INSTALLATIONTYPE | Installation Type |  | YES | YES | YES | YES | NO | [5 empty] | 23 | A short desciption of the Installation Type (Overhead/Padmounted)
| INSTALLJOBYEAR | Year Installed |  | YES | YES | YES | YES | NO | [5 empty] | 24 | The year the device was installed.
| INSTALLATIONDATE | Date Installed |  | YES | YES | YES | YES | NO | [5 empty] | 25 | Date Electric Device was installed.
| MATERIALCODE | Material Code |  | YES | YES | YES | YES | NO | [5 empty] | 26 | Unique number for the material.
| CUSTOMEROWNED | Customer Owned |  | YES | YES | YES | YES | NO |  |  | NO |  |  | 27 | text indicating if the equipment is Customer Owned (Yes or No)
| EXTERNALOPERATINGCODE | External Operating Code |  | YES | YES | YES | YES | NO | [5 empty] | 28
| LOCALOFFICEID | Local Office ID |  | YES | YES | YES | YES | NO | [5 empty] | 29 | The identification number of the Local Office
| REGION | Service Area |  | YES | YES | YES | YES | NO | [5 empty] | 30 | Region
| DIVISION | Division |  | YES | YES | YES | YES | NO | [5 empty] | 31 | Division
| DISTRICT | District |  | YES | YES | YES | YES | NO | [5 empty] | 32 | DISTRICT (Values include: Solano; Kern; Fresno; Yosemite; Stanislaus; Delta; Mother Lode)
| COUNTY | County |  | YES | YES | YES | YES | NO | [5 empty] | 33 | County
| CITY | City |  | YES | YES | YES | YES | NO | [5 empty] | 34 | City
| LOCDESC | Address |  | YES | YES | YES | YES | NO | [5 empty] | 35 | Address of the device
| ZIP | ZIP Code |  | YES | YES | YES | YES | NO | [5 empty] | 36 | Zip
| CREATIONUSER | Creation User |  | YES | YES | NO | YES | NO | [5 empty] | 37 | The LAN Identification of the User that created the records
| DATECREATED | Date Created |  | YES | YES | NO | YES | NO | [5 empty] | 38 | The date the Record was created
| DATEMODIFIED | Date Modified |  | YES | YES | NO | YES | NO | [5 empty] | 39 | The last date the record was modified
| LASTUSER | Last User |  | YES | YES | NO | YES | NO | [5 empty] | 40 | The LAN Identification of the User that last changed the records
| COMMENTS | Comments |  | YES | YES | YES | YES | NO | [5 empty] | 41 | Text of User or designer comments

## Primary Overhead Conductor
| Primary Overhead Conductor | Version 1.0 | Attributes: | Editable:
| Primary Display Field: OBJECTID | Date | Visible: | Required:
Web Primary Display Field: CONSTRUCTIONTYPE
Number | Attribute | Alias | Description | Visible | Web-Visible | Editable | Allow NULL Values | Allow Mass Attribute Update | AU | Validation | Default | Example | Note | Sequence | Description
| SUBTYPECD | Subtype |  | YES | YES | YES | NO | NO | [5 empty] | 1 | Values Include: Single Phase OH; Two Phase OH; Three Phase OH
| CIRCUITID | Circuit ID |  | YES | YES | NO | YES | NO | [5 empty] | 2 | Feeder Manager identifier assigned to feeders and devices that participate in a specific distribution circuit. Feeder Manager uses the FEEDERID model name in this field.
| CIRCUITID2 | Circuit ID 2 |  | YES | YES | NO | YES | NO | [5 empty] | 3 | Feeder Manager identifier assigned if device is supplied by second feeder. Feeder Manager uses the FEEDERID2 model name in this field.
| Object ID | [12 empty] | 4 | A unique Identification number for the object (Equipment, Device, etc.).
| CONSTRUCTIONTYPE | Construction Type |  | YES | YES | YES | NO | NO | [5 empty] | 5 | This field contains a value from the Construction Status domain that indicates the current status of construction on the structure (e.g., proposed, existing, retired).
| OPERATINGVOLTAGE | Operating Voltage |  | YES | YES | YES | NO | NO | [5 empty] | 6 | The operating voltage the voltage device is rated to carry.
| SPACING | Spacing |  | YES | YES | YES | NO | NO | [5 empty] | 7
| MEASUREDLENGTH | Line Length |  | YES | YES | YES | NO | NO | [5 empty] | 8 | Length of ConduitSystem. The ArcFM Length Measured Domain autoupdater uses the MEASUREDLENGTH model name on this field. This field must also be Editable for the autoupdater to work correctly.
| LENGTHSOURCE | Length Source |  | YES | YES | YES | YES | NO | [5 empty] | 9 | The measured length of the conductor.
| INSTALLJOBPREFIX | Job Prefix |  | YES | YES | YES | YES | NO |  |  | PM |  |  | 10 | The prefix Code for the installation Job. Coded Value Domain: PM; BWO; FIF; GM; SD; WO; etc..
| INSTALLJOBNUMBER | Job Number |  | YES | YES | YES | NO | NO | [5 empty] | 11 | The Job Number for the installation.
| INSTALLJOBYEAR | Year Installed |  | YES | YES | YES | YES | NO | [5 empty] | 12 | The year the device was installed.
| COASTALIDC | Coastal Indicator |  | YES | YES | YES | NO | NO | [5 empty] | 13 | Yes/No Indicator
| CEDSANUMBEROFPHASES | Number Of Phases |  | YES | YES | YES | NO | NO |  |  |  |  | CEDSA Numer of phases (1, 2, or 3) should be AU'd based on the Subtype selected. | 14 | The number of phases of the device ,etc.
| CEDSALINESECTIONID | CEDSA Line Section ID |  | YES | YES | YES | YES | NO | [5 empty] | 15 | Unique identifier for line section
| PHASEDESIGNATION | Phase Designation |  | YES | YES | NO | YES | NO | [5 empty] | 16 | A letter designating the phase of the device
| PHASINGVERIFIEDSTATUS | Verified Phasing Status |  | YES | YES | YES | YES | NO | [5 empty] | 17 | Domain values: Field Verified; Conversion Source; Estimated;Defaulted; Not Verified
| SERVICEIDC | Service Indicator |  | YES | YES | YES | YES | NO | [5 empty] | 18 | A unique code indicating a Service
| STATUS | Status |  | YES | YES | YES | NO | NO | [5 empty] | 19 | The status of the device (In-service, etc.)
| CUSTOMEROWNED | Customer Owned |  | YES | YES | YES | YES | NO |  |  | NO |  |  | 20 | text indicating if the equipment is Customer Owned (Yes or No)
| LOCALOFFICEID | Local Office ID |  | YES | YES | YES | NO | NO | [5 empty] | 21 | The identification number of the Local Office
| REGION | Service Area |  | YES | YES | YES | YES | NO | [5 empty] | 22 | REGION
| DIVISION | Division |  | YES | YES | YES | YES | NO | [5 empty] | 23 | DIVISION
| DISTRICT | District |  | YES | YES | YES | YES | NO | [5 empty] | 24 | DISTRICT (Values include: Solano; Kern; Fresno; Yosemite; Stanislaus; Delta; Mother Lode).
| COUNTY | County |  | YES | YES | YES | YES | NO | [5 empty] | 25 | COUNTY
| CITY | City |  | YES | YES | YES | YES | NO | [5 empty] | 26 | CITY
| ZIP | ZIP Code |  | YES | YES | YES | YES | NO | [5 empty] | 27 | ZIP
| CREATIONUSER | Creation User |  | YES | YES | NO | YES | NO | [5 empty] | 28 | The LAN Identification of the person who initially created the record.
| DATECREATED | Date Created |  | YES | YES | NO | YES | NO | [5 empty] | 29 | The date the Record was created
| DATEMODIFIED | Date Modified |  | YES | YES | NO | YES | NO | [5 empty] | 30 | The last date the record was modified
| LASTUSER | Last User |  | YES | YES | NO | YES | NO | [5 empty] | 31 | The LAN Identification of the User that last changed the records
| COMMENTS | Comments |  | YES | YES | YES | YES | NO | [5 empty] | 32 | Text of User or designer comments

## Primary Underground Conductor
| Primary Underground Conductor | Version 1.0 | Attributes: | Editable:
| Primary Display Field: OBJECTID | Date | Visible: | Required:
Web Primary Display Field: CONSTRUCTIONTYPE
Number | Attribute | Alias | Description | Visible | Web-Visible | Editable | Allow NULL Values | Allow Mass Attribute Update | AU | Validation | Default | Example | Note | Sequence | Description
| SUBTYPECD | Subtype |  | YES | YES | YES | NO | NO | [5 empty] | 1 | Values Include: Single Phase OH; Two Phase OH; Three Phase OH
| CIRCUITID | Circuit ID |  | YES | YES | NO | YES | NO | [5 empty] | 2 | Feeder Manager identifier assigned to feeders and devices that participate in a specific distribution circuit. Feeder Manager uses the FEEDERID model name in this field.
| CIRCUITID2 | Circuit ID 2 |  | YES | YES | NO | YES | NO | [5 empty] | 3 | Feeder Manager identifier assigned if device is supplied by second feeder. Feeder Manager uses the FEEDERID2 model name in this field.
| Object ID | [12 empty] | 4 | A unique Identification number for the object (Equipment, Device, etc.).
| CONSTRUCTIONTYPE | Construction Type |  | YES | YES | YES | NO | NO | [5 empty] | 5 | This field contains a value from the Construction Status domain that indicates the current status of construction on the structure (e.g., proposed, existing, retired).
| OPERATINGVOLTAGE | Operating Voltage |  | YES | YES | YES | NO | NO | [5 empty] | 6 | The operating voltage the voltage device is rated to carry.
| JACKETTYPE | Jacket Type |  | YES | YES | YES | YES | NO | [5 empty] | 7
| MEASUREDLENGTH | Line Length |  | YES | YES | YES | NO | NO | [5 empty] | 8 | Length of ConduitSystem. The ArcFM Length Measured Domain autoupdater uses the MEASUREDLENGTH model name on this field. This field must also be Editable for the autoupdater to work correctly.
| LENGTHSOURCE | Length Source |  | YES | YES | YES | YES | NO | [5 empty] | 9 | The measured length of the conductor.
| MAINLINEIDC | Mainline Indicator |  | YES | YES | YES | YES | NO | [5 empty] | 10
| NEUTRALIDC | Neutral Indicator |  | YES | YES | YES | YES | NO | [5 empty] | 11
| DIRECTBURYIDC | Direct Buried Indicator |  | YES | YES | YES | YES | NO |  |  | NO |  |  | 12 | if yes, this indicates the conductor is not inside a conduit, its directly buried in the ground
| JOINTTRENCHIDC | Joint Trench Indicator |  | YES | YES | YES | YES | NO | [5 empty] | 13 | Code that indicates joint trench
| UGASTATUS | UGA Status |  | YES | YES | YES | YES | NO |  |  | Unchecked |  | UGA Status fields are defined in the DART - What's New 3.9.0.0 | 14
| UGASTATUSVERIFIEDBY | UGA Status Verified By |  | YES | YES | YES | YES | NO | [5 empty] | 15
| UGASTATUSVERIFIEDDATE | UGA Status Veified Date |  | YES | YES | YES | YES | NO | [5 empty] | 16
| SOILCONDITION | Soil Code |  | YES | YES | YES | YES | NO |  |  | Unspecified |  |  | 17 | Short description of the condition of the soil.
| INSTALLJOBPREFIX | Job Prefix |  | YES | YES | YES | YES | NO |  |  | PM |  |  | 18 | The prefix Code for the installation Job. Coded Value Domain: PM; BWO; FIF; GM; SD; WO; etc..
| INSTALLJOBNUMBER | Job Number |  | YES | YES | YES | NO | NO | [5 empty] | 19 | The Job Number for the installation.
| INSTALLJOBYEAR | Year Installed |  | YES | YES | YES | YES | NO | [5 empty] | 20 | The year the device was installed.
| COASTALIDC | Coastal Indicator |  | YES | YES | YES | NO | NO | [5 empty] | 21 | Yes/No Indicator
| CEDSANUMBEROFPHASES | Number Of Phases |  | YES | YES | YES | NO | NO |  |  |  |  | CEDSA Numer of phases (1, 2, or 3) should be AU'd based on the Subtype selected. | 22 | The number of phases of the device ,etc.
| PHASEDESIGNATION | Phase Designation |  | YES | YES | NO | YES | NO | [5 empty] | 23 | A letter designating the phase of the device
| PHASINGVERIFIEDSTATUS | Verified Phasing Status |  | YES | YES | YES | YES | NO | [5 empty] | 24 | Domain values: Field Verified; Conversion Source; Estimated;Defaulted; Not Verified
| SERVICEIDC | Service Indicator |  | YES | YES | YES | YES | NO | [5 empty] | 25 | A unique code indicating a Service
| STATUS | Status |  | YES | YES | YES | NO | NO | [5 empty] | 26 | The status of the device (In-service, etc.)
| CUSTOMEROWNED | Customer Owned |  | YES | YES | YES | YES | NO |  |  | NO |  |  | 27 | text indicating if the equipment is Customer Owned (Yes or No)
| LOCALOFFICEID | Local Office ID |  | YES | YES | YES | NO | NO | [5 empty] | 28 | The identification number of the Local Office
| REGION | Service Area |  | YES | YES | YES | YES | NO | [5 empty] | 29 | REGION
| DIVISION | Division |  | YES | YES | YES | YES | NO | [5 empty] | 30 | DIVISION
| DISTRICT | District |  | YES | YES | YES | YES | NO | [5 empty] | 31 | DISTRICT (Values include: Solano; Kern; Fresno; Yosemite; Stanislaus; Delta; Mother Lode).
| COUNTY | County |  | YES | YES | YES | YES | NO | [5 empty] | 32 | COUNTY
| CITY | City |  | YES | YES | YES | YES | NO | [5 empty] | 33 | CITY
| ZIP | ZIP Code |  | YES | YES | YES | YES | NO | [5 empty] | 34 | ZIP
| CREATIONUSER | Creation User |  | YES | YES | NO | YES | NO | [5 empty] | 35 | The LAN Identification of the person who initially created the record.
| DATECREATED | Date Created |  | YES | YES | NO | YES | NO | [5 empty] | 36 | The date the Record was created
| DATEMODIFIED | Date Modified |  | YES | YES | NO | YES | NO | [5 empty] | 37 | The last date the record was modified
| LASTUSER | Last User |  | YES | YES | NO | YES | NO | [5 empty] | 38 | The LAN Identification of the User that last changed the records
| COMMENTS | Comments |  | YES | YES | YES | YES | NO | [5 empty] | 39 | Text of User or designer comments

## Primary Generation
| Primary Generation | Version 1.0 | Attributes: | Editable:
| Primary Display Field: OBJECTID | Date | Visible: | Required:
Web Primary Display Field: SUBTYPECD
Number | Attribute | Alias | Description | Visible | Web-Visible | Editable | Allow NULL Values | Allow Mass Attribute Update | AU | Validation | Default | Example | Note | Sequence | Description
| OPERATINGNUMBER | Operating Number |  | YES | YES | YES | YES | NO | [5 empty] | 1 | A unique operating number for the device.
| SUBTYPECD | Subtype |  | YES | YES | YES | NO | NO | [5 empty] | 2 | Values Include: Single Phase OH; Two Phase OH; Three Phase OH
| OBJECTID | Object ID |  | YES | YES | NO | NO | NO | [5 empty] | 3 | A unique Identification number for the object (Equipment, Device, etc.).
| NAMEOFCOGENERATOR | Generator Name |  | YES | YES | YES | YES | NO | [5 empty] | 4 | The name of the co-generator
| GENERATORTYPE | Generator Type |  | YES | YES | YES | YES | NO | [5 empty] | 5
| POWERFACTOR | Power Factor |  | YES | YES | YES | YES | NO | [5 empty] | 6
| KW | kW |  | YES | YES | YES | YES | NO | [5 empty] | 7 | Power rating in kW.
| RATEDKVA | Rated kVA |  | YES | YES | YES | YES | NO | [5 empty] | 8 | The sum of the rated kVA of its related units.
| CAPACITY | Capacity |  | YES | YES | YES | YES | NO | [5 empty] | 9 | this indicates how much power the device is capable of handling
| CONNECTIONCONFIGURATION | Connection Configuration |  | YES | YES | YES | YES | NO | [5 empty] | 10 | this indicates how the device is connected electrically to the lines, e.g., delta, wye, etc.
| CIRCUITID | Circuit ID |  | YES | YES | NO | YES | NO | [5 empty] | 11 | Feeder Manager identifier assigned to feeders and devices that participate in a specific distribution circuit. Feeder Manager uses the FEEDERID model name in this field.
| CIRCUITID2 | Circuit ID 2 |  | YES | YES | NO | YES | NO | [5 empty] | 12 | Feeder Manager identifier assigned if device is supplied by second feeder. Feeder Manager uses the FEEDERID2 model name in this field.
| INSTALLATIONTYPE | Installation Type |  | YES | YES | YES | YES | NO | [5 empty] | 13 | A short desciption of the Installation Type (Overhead/Padmounted)
| INSTALLJOBPREFIX | Job Prefix |  | YES | YES | YES | YES | NO |  |  | PM |  |  | 14 | The prefix Code for the installation Job. Coded Value Domain: PM; BWO; FIF; GM; SD; WO; etc..
| INSTALLJOBNUMBER | Job Number |  | YES | YES | YES | NO | NO | [5 empty] | 15 | The Job Number for the installation.
| INSTALLJOBYEAR | Year Installed |  | YES | YES | YES | YES | NO | [5 empty] | 16 | The year the device was installed.
| INSTALLATIONDATE | Date Installed |  | YES | YES | YES | YES | NO | [5 empty] | 17 | Date ElectricDevice was installed.
| COASTALIDC | Coastal Indicator |  | YES | YES | YES | NO | NO | [5 empty] | 18 | Yes/No Indicator
| CEDSANUMBEROFPHASES | Number Of Phases |  | YES | YES | YES | NO | NO |  |  |  |  | CEDSA Numer of phases (1, 2, or 3) should be AU'd based on the Subtype selected. | 19 | The number of phases of the device ,etc.
| PHASEDESIGNATION | Phase Designation |  | YES | YES | NO | YES | NO | [5 empty] | 20 | A letter designating the phase of the device
| PHASINGVERIFIEDSTATUS | Verified Phasing Status |  | YES | YES | YES | YES | NO | [5 empty] | 21 | Domain values: Field Verified; Conversion Source; Estimated;Defaulted; Not Verified
| SERVICEIDC | Service Indicator |  | YES | YES | YES | YES | NO | [5 empty] | 22 | A unique code indicating a Service
| STATUS | Status |  | YES | YES | YES | NO | NO | [5 empty] | 23 | The status of the device (In-service, etc.)
| LOCATIONDESC | Location Description |  | YES | YES | YES | YES | NO | [5 empty] | 24 | Short description of the Location
| GPSLONGITUDE | Longitude |  | YES | YES | YES | YES | NO | [5 empty] | 25 | GPS Longitude number
| GPSLATITUDE | Latitude |  | YES | YES | YES | YES | NO | [5 empty] | 26 | GPS Latitude number
| GPSSOURCE | GPS Source |  | YES | YES | YES | YES | NO | [5 empty] | 27
| SOURCEACCURACY | Source Accuracy |  | YES | YES | YES | YES | NO | [5 empty] | 28
| CUSTOMEROWNED | Customer Owned |  | YES | YES | YES | YES | NO |  |  | NO |  |  | 29 | text indicating if the equipment is Customer Owned (Yes or No)
| OWNERNAME | [12 empty] | 30 | Short Description of who owns the equipment.
| LOCALOFFICEID | Local Office ID |  | YES | YES | YES | NO | NO | [5 empty] | 31 | The identification number of the Local Office
| REGION | Service Area |  | YES | YES | YES | YES | NO | [5 empty] | 32 | REGION
| DIVISION | Division |  | YES | YES | YES | YES | NO | [5 empty] | 33 | DIVISION
| DISTRICT | District |  | YES | YES | YES | YES | NO | [5 empty] | 34 | DISTRICT (Values include: Solano; Kern; Fresno; Yosemite; Stanislaus; Delta; Mother Lode).
| COUNTY | County |  | YES | YES | YES | YES | NO | [5 empty] | 35 | COUNTY
| CITY | City |  | YES | YES | YES | YES | NO | [5 empty] | 36 | CITY
| ZIP | ZIP Code |  | YES | YES | YES | YES | NO | [5 empty] | 37 | ZIP
| CREATIONUSER | Creation User |  | YES | YES | NO | YES | NO | [5 empty] | 38 | The LAN Identification of the person who initially created the record.
| DATECREATED | Date Created |  | YES | YES | NO | YES | NO | [5 empty] | 39 | The date the Record was created
| DATEMODIFIED | Date Modified |  | YES | YES | NO | YES | NO | [5 empty] | 40 | The last date the record was modified
| LASTUSER | Last User |  | YES | YES | NO | YES | NO | [5 empty] | 41 | The LAN Identification of the User that last changed the records
| COMMENTS | Comments |  | YES | YES | YES | YES | NO | [5 empty] | 42 | Text of User or designer comments

## Secondary Overhead Conductor
| Secondary Overhead Conductor | Version 1.0 | Attributes: | Editable:
| Primary Display Field: OBJECTID | Date | Visible: | Required:
Web Primary Display Field: CONSTRUCTIONTYPE
Number | Attribute | Alias | Description | Visible | Web-Visible | Editable | Allow NULL Values | Allow Mass Attribute Update | AU | Validation | Default | Example | Note | Sequence | Description
| SUBTYPECD | Subtype |  | YES | YES | YES | NO | NO | [5 empty] | 1 | Values Include: Single Phase OH; Two Phase OH; Three Phase OH
| CIRCUITID | Circuit ID |  | YES | YES | NO | YES | NO | [5 empty] | 2 | Feeder Manager identifier assigned to feeders and devices that participate in a specific distribution circuit. Feeder Manager uses the FEEDERID model name in this field.
| CIRCUITID2 | Circuit ID 2 |  | YES | YES | NO | YES | NO | [5 empty] | 3 | Feeder Manager identifier assigned if device is supplied by second feeder. Feeder Manager uses the FEEDERID2 model name in this field.
| Object ID | [12 empty] | 4 | A unique Identification number for the object (Equipment, Device, etc.).
| OPERATINGVOLTAGE | Operating Voltage |  | YES | YES | YES | NO | NO | [5 empty] | 5 | The operating voltage the voltage device is rated to carry.
| MEASUREDLENGTH | Line Length |  | YES | YES | YES | NO | NO | [5 empty] | 6 | Length of ConduitSystem. The ArcFM Length Measured Domain autoupdater uses the MEASUREDLENGTH model name on this field. This field must also be Editable for the autoupdater to work correctly.
| LENGTHSOURCE | Length Source |  | YES | YES | YES | YES | NO | [5 empty] | 7 | The measured length of the conductor.
| JACKETTYPE | Jacket Type |  | YES | YES | YES | YES | NO | [5 empty] | 8
| INSTALLJOBPREFIX | Job Prefix |  | YES | YES | YES | YES | NO |  |  | PM |  |  | 9 | The prefix Code for the installation Job. Coded Value Domain: PM; BWO; FIF; GM; SD; WO; etc..
| INSTALLJOBNUMBER | Job Number |  | YES | YES | YES | NO | NO | [5 empty] | 10 | The Job Number for the installation.
| INSTALLJOBYEAR | Year Installed |  | YES | YES | YES | YES | NO | [5 empty] | 11 | The year the device was installed.
| COASTALIDC | Coastal Indicator |  | YES | YES | YES | NO | NO | [5 empty] | 12 | Yes/No Indicator
| PHASEDESIGNATION | Phase Designation |  | YES | YES | NO | YES | NO | [5 empty] | 13 | A letter designating the phase of the device
| PHASINGVERIFIEDSTATUS | Verified Phasing Status |  | YES | YES | YES | YES | NO | [5 empty] | 14 | Domain values: Field Verified; Conversion Source; Estimated;Defaulted; Not Verified
| SERVICEIDC | Service Indicator |  | YES | YES | YES | YES | NO | [5 empty] | 15 | A unique code indicating a Service
| STATUS | Status |  | YES | YES | YES | NO | NO | [5 empty] | 16 | The status of the device (In-service, etc.)
| CUSTOMEROWNED | Customer Owned |  | YES | YES | YES | YES | NO |  |  | NO |  |  | 17 | text indicating if the equipment is Customer Owned (Yes or No)
| LOCALOFFICEID | Local Office ID |  | YES | YES | YES | NO | NO | [5 empty] | 18 | The identification number of the Local Office
| REGION | Service Area |  | YES | YES | YES | YES | NO | [5 empty] | 19 | REGION
| DIVISION | Division |  | YES | YES | YES | YES | NO | [5 empty] | 20 | DIVISION
| DISTRICT | District |  | YES | YES | YES | YES | NO | [5 empty] | 21 | DISTRICT (Values include: Solano; Kern; Fresno; Yosemite; Stanislaus; Delta; Mother Lode).
| COUNTY | County |  | YES | YES | YES | YES | NO | [5 empty] | 22 | COUNTY
| CITY | City |  | YES | YES | YES | YES | NO | [5 empty] | 23 | CITY
| ZIP | ZIP Code |  | YES | YES | YES | YES | NO | [5 empty] | 24 | ZIP
| CREATIONUSER | Creation User |  | YES | YES | NO | YES | NO | [5 empty] | 25 | The LAN Identification of the person who initially created the record.
| DATECREATED | Date Created |  | YES | YES | NO | YES | NO | [5 empty] | 26 | The date the Record was created
| DATEMODIFIED | Date Modified |  | YES | YES | NO | YES | NO | [5 empty] | 27 | The last date the record was modified
| LASTUSER | Last User |  | YES | YES | NO | YES | NO | [5 empty] | 28 | The LAN Identification of the User that last changed the records
| COMMENTS | Comments |  | YES | YES | YES | YES | NO | [5 empty] | 29 | Text of User or designer comments

## Secondary Underground Conductor
| Secondary Underground Conductor | Version 1.0 | Attributes: | Editable:
| Primary Display Field: OBJECTID | Date | Visible: | Required:
Web Primary Display Field: CONSTRUCTIONTYPE
Number | Attribute | Alias | Description | Visible | Web-Visible | Editable | Allow NULL Values | Allow Mass Attribute Update | AU | Validation | Default | Example | Note | Sequence | Description
| SUBTYPECD | Subtype |  | YES | YES | YES | NO | NO | [5 empty] | 1 | Values Include: Single Phase OH; Two Phase OH; Three Phase OH
| CIRCUITID | Circuit ID |  | YES | YES | NO | YES | NO | [5 empty] | 2 | Feeder Manager identifier assigned to feeders and devices that participate in a specific distribution circuit. Feeder Manager uses the FEEDERID model name in this field.
| CIRCUITID2 | Circuit ID 2 |  | YES | YES | NO | YES | NO | [5 empty] | 3 | Feeder Manager identifier assigned if device is supplied by second feeder. Feeder Manager uses the FEEDERID2 model name in this field.
| Object ID | [12 empty] | 4 | A unique Identification number for the object (Equipment, Device, etc.).
| CONSTRUCTIONTYPE | Construction Type |  | YES | YES | YES | NO | NO | [5 empty] | 5 | This field contains a value from the Construction Status domain that indicates the current status of construction on the structure (e.g., proposed, existing, retired).
| OPERATINGVOLTAGE | Operating Voltage |  | YES | YES | YES | NO | NO | [5 empty] | 6 | The operating voltage the voltage device is rated to carry.
| JACKETTYPE | Jacket Type |  | YES | YES | YES | YES | NO | [5 empty] | 7
| MEASUREDLENGTH | Line Length |  | YES | YES | YES | NO | NO | [5 empty] | 8 | Length of ConduitSystem. The ArcFM Length Measured Domain autoupdater uses the MEASUREDLENGTH model name on this field. This field must also be Editable for the autoupdater to work correctly.
| LENGTHSOURCE | Length Source |  | YES | YES | YES | YES | NO | [5 empty] | 9 | The measured length of the conductor.
| DIRECTBURYIDC | Direct Buried Indicator |  | YES | YES | YES | YES | NO |  |  | NO |  |  | 10 | if yes, this indicates the conductor is not inside a conduit, its directly buried in the ground.
| JOINTTRENCHIDC | Joint Trench Indicator |  | YES | YES | YES | YES | NO | [5 empty] | 11 | Code that indicates joint trench
| SOILCONDITION | Soil Code |  | YES | YES | YES | YES | NO |  |  | Unspecified |  |  | 12 | Short description of the condition of the soil.
| INSTALLJOBPREFIX | Job Prefix |  | YES | YES | YES | YES | NO |  |  | PM |  |  | 13 | The prefix Code for the installation Job. Coded Value Domain: PM; BWO; FIF; GM; SD; WO; etc..
| INSTALLJOBNUMBER | Job Number |  | YES | YES | YES | NO | NO | [5 empty] | 14 | The Job Number for the installation.
| INSTALLJOBYEAR | Year Installed |  | YES | YES | YES | YES | NO | [5 empty] | 15 | The year the device was installed.
| COASTALIDC | Coastal Indicator |  | YES | YES | YES | NO | NO | [5 empty] | 16 | Yes/No Indicator
| PHASEDESIGNATION | Phase Designation |  | YES | YES | NO | YES | NO | [5 empty] | 17 | A letter designating the phase of the device
| PHASINGVERIFIEDSTATUS | Verified Phasing Status |  | YES | YES | YES | YES | NO | [5 empty] | 18 | Domain values: Field Verified; Conversion Source; Estimated;Defaulted; Not Verified
| STATUS | Status |  | YES | YES | YES | NO | NO | [5 empty] | 19 | The status of the device (In-service, etc.)
| CUSTOMEROWNED | Customer Owned |  | YES | YES | YES | YES | NO |  |  | NO |  |  | 20 | text indicating if the equipment is Customer Owned (Yes or No)
| LOCALOFFICEID | Local Office ID |  | YES | YES | YES | NO | NO | [5 empty] | 21 | The identification number of the Local Office
| REGION | Service Area |  | YES | YES | YES | YES | NO | [5 empty] | 22 | REGION
| DIVISION | Division |  | YES | YES | YES | YES | NO | [5 empty] | 23 | DIVISION
| DISTRICT | District |  | YES | YES | YES | YES | NO | [5 empty] | 24 | DISTRICT (Values include: Solano; Kern; Fresno; Yosemite; Stanislaus; Delta; Mother Lode).
| COUNTY | County |  | YES | YES | YES | YES | NO | [5 empty] | 25 | COUNTY
| CITY | City |  | YES | YES | YES | YES | NO | [5 empty] | 26 | CITY
| ZIP | ZIP Code |  | YES | YES | YES | YES | NO | [5 empty] | 27 | ZIP
| CREATIONUSER | Creation User |  | YES | YES | NO | YES | NO | [5 empty] | 28 | The LAN Identification of the person who initially created the record.
| DATECREATED | Date Created |  | YES | YES | NO | YES | NO | [5 empty] | 29 | The date the Record was created
| DATEMODIFIED | Date Modified |  | YES | YES | NO | YES | NO | [5 empty] | 30 | The last date the record was modified
| LASTUSER | Last User |  | YES | YES | NO | YES | NO | [5 empty] | 31 | The LAN Identification of the User that last changed the records
| COMMENTS | Comments |  | YES | YES | YES | YES | NO | [5 empty] | 32 | Text of User or designer comments

## Service Point
| Service Point | Version 1.0 | Attributes: | Editable:
| Primary Display Field: PGE Display Name | Date | Visible: | Required:
Web Primary Display Field: SUBTYPECD
Number | Attribute | Alias | Description | Visible | Web-Visible | Editable | Allow NULL Values | Allow Mass Attribute Update | AU | Validation | Default | Example | Note | Sequence | Description
| OPERATINGNUMBER | Operating Number |  | YES | YES | YES | YES | NO | [5 empty] | 1 | A unique operating number for the device.
| SUBTYPECD | Subtype |  | YES | YES | YES | NO | NO | [5 empty] | 2 | Values: Load Break Elbow; Dead Break Elbow; Open Point; Flying Bell; Splice; Separable Tee; Conductor Change; Pseudo Open Point
| ServicePointID |  |  |  | YES | [8 empty] | 3 | A unique code for a Service Point
| MeterID |  |  |  | YES | [8 empty] | 4 | Unique identification number for the meter
| Meter Number |  |  |  | YES | [8 empty] | 5 | Unique number for the meter
| STATUS | Status |  | YES | YES | YES | NO | NO | [5 empty] | 6 | The status of the device (In-service, etc.).
| INSERVICEDATE | In Service Date |  | YES | YES | NO | YES | NO | [5 empty] | 7
| ESSENTIALCUSTOMERIDC | Essential Customer Indicator |  | YES | YES | NO | YES | NO | [5 empty] | 8 | Code indicating an essential customer; domain values are Yes or No.
| SENSITIVECUSTOMERIDC | Sensitive Customer Indicator |  | YES | YES | NO | YES | NO | [5 empty] | 9 | Code indicating an sensitive customer; domain values are Yes or No.
| LIFESUPPORTIDC | Life Support Indicator |  | YES | YES | NO | YES | NO | [5 empty] | 10 | Code indicating an life support equipment at the location; domain values are Yes or No.
| UNIQUESPID | Unique SPID |  | YES | YES | NO | YES | NO | [5 empty] | 11
| OBJECTID | Object ID |  | YES | YES | NO | NO | NO | [5 empty] | 12 | A unique Identification number for the object
| NETENERGYMETERING | Net Energy Metering |  | YES | YES | NO | YES | NO | [5 empty] | 13
| NAICS | NAICS |  | YES | YES | NO | YES | NO | [5 empty] | 14
| CUSTOMERCLASS | Customer Class |  | YES | YES | NO | YES | NO | [5 empty] | 15 | Code indicating the class of customer
| CUSTOMERTYPE | Customer Type |  | YES | YES | NO | YES | NO | [5 empty] | 16 | Code indicating the type of customer
| SERVICEAGREEMENTID | Service Agreement ID |  | YES | YES | NO | YES | NO | [5 empty] | 17 | A unique code indicating a Service Agreement
| SPECIALCUSTOMERTYPE | Special Customer Type |  | YES | YES | NO | YES | NO | [5 empty] | 18 | Code indicating the type of special customer
| REVENUEACCOUNTCODE | Revenue Account Code |  | YES | YES | NO | YES | NO | [5 empty] | 19
| PREMISEID | Premise ID |  | YES | YES | NO | YES | NO | [5 empty] | 20
| PREMISETYPE | Premise Type |  | YES | YES | NO | YES | NO | [5 empty] | 21
| CGC12 | CGC12 |  | YES | YES | NO | YES | NO | [5 empty] | 22 | the legacy coordinate system coordinates from the old CEDSA database.
| COUNTY | County |  | YES | YES | NO | YES | NO | [5 empty] | 23 | COUNTY
| DISTRICT | District |  | YES | YES | NO | YES | NO | [5 empty] | 24 | DISTRICT (Values include: Solano; Kern; Fresno; Yosemite; Stanislaus; Delta; Mother Lode).
| DIVISION | Division |  | YES | YES | NO | YES | NO | [5 empty] | 25 | DIVISION
| GEMSOTHERMAPNUM | GEMS Other Map Number |  | YES | YES | NO | YES | NO | [5 empty] | 26 | A unique number for GEMS Other Map.
| STREETNUMBER | Street Number |  | YES | YES | NO | YES | NO | [5 empty] | 27 | Street number
| STREETNAME1 | Street Name 1 |  | YES | YES | NO | YES | NO | [5 empty] | 28 | Street Name
| STREETNAME2 | Street Name 2 |  | YES | YES | NO | YES | NO | [5 empty] | 29 | Street Name additional text field
| CITY | City |  | YES | YES | NO | YES | NO | [5 empty] | 30 | City
| STATE | State |  | YES | YES | NO | YES | NO | [5 empty] | 31 | State
| AREACODE | Area Code |  | YES | YES | NO | YES | NO | [5 empty] | 32 | Area Code
| PHONENUM | Phone Number |  | YES | YES | NO | YES | NO | [5 empty] | 33 | customer's telephone number
| MAILNAME1 | Mail Name 1 |  | YES | YES | NO | YES | NO | [5 empty] | 34 | Street Mailing Address
| MAILNAME2 | Mail Name 2 |  | YES | YES | NO | YES | NO | [5 empty] | 35 | Second line of the mailing street address
| MAILSTREETNUM | Mail Street Number |  | YES | YES | NO | YES | NO | [5 empty] | 36 | Street number of the mailing address
| MAILSTREETNAME1 | Mail Street Name 1 |  | YES | YES | NO | YES | NO | [5 empty] | 37 | Street name of the mailing address
| MAILSTREETNAME2 | Mail Street Name 2 |  | YES | YES | NO | YES | NO | [5 empty] | 38 | second line of address of the mailing address
| MAILCITY | Mail City |  | YES | YES | NO | YES | NO | [5 empty] | 39 | Mailing address City
| MAILSTATE | Mail State |  | YES | YES | NO | YES | NO | [5 empty] | 40 | Mailing address state
| MAILZIPCODE | Mail Zip Code |  | YES | YES | NO | YES | NO | [5 empty] | 41 | mailing address zip code
| APNNUM | Account ID |  | YES | YES | NO | YES | NO | [5 empty] | 42 | customer's account number
| ACCOUNTID | APN Number |  | YES | YES | NO | YES | NO | [5 empty] | 43
| TOWNSHIPTERRITORYCODE | Township Territory Code |  | YES | YES | NO | YES | NO | [5 empty] | 44
| ACCOUNTNUM | Account Number |  | YES | YES | NO | YES | NO | [5 empty] | 45
| BILLINGCYCLE | Billing Cycle |  | YES | YES | NO | YES | NO | [5 empty] | 46
| RATESCHEDULE | Rate Schedule |  | YES | YES | NO | YES | NO | [5 empty] | 47
| LOCALOFFICEID | Local Office ID |  | YES | YES | YES | YES | NO | [5 empty] | 48 | The identification number of the Local Office
| DATASOURCE | Data Source |  | YES | YES | NO | YES | NO | [5 empty] | 49

## Service Location
| Service Location | Version 1.0 | Attributes: | Editable:
| Primary Display Field: PGE Display Name | Date | Visible: | Required:
Web Primary Display Field: Status
Number | Attribute | Alias | Description | Visible | Web-Visible | Editable | Allow NULL Values | Allow Mass Attribute Update | AU | Validation | Default | Example | Note | Sequence | Description
| SUBTYPECD | Subtype |  | YES | YES | YES | NO | NO | [5 empty] | 1 | Coded Value: Overhead; Underground
| SERVICEPOINTID | Service Point ID |  | YES | YES | YES | YES | NO | [5 empty] | 2 | A unique code indicating a Service Point
| STATUS | Status |  | YES | YES | YES | NO | NO | [5 empty] | 3 | The status of the device (In-service, etc.).
| CIRCUITID | Circuit ID |  | YES | YES | NO | YES | NO | [5 empty] | 4 | Feeder Manager identifier assigned to feeders and devices that participate in a specific distribution circuit. Feeder Manager uses the FEEDERID model name in this field.
| CIRCUITID2 | Circuit ID 2 |  | YES | YES | NO | YES | NO | [5 empty] | 5 | Feeder Manager identifier assigned if device is supplied by second feeder. Feeder Manager uses the FEEDERID2 model name in this field.
| PHASEDESIGNATION | Phase Designation |  | YES | YES | YES | YES | NO | [5 empty] | 6 | A letter designating the phase of the device
| CGC12 | CGC Number |  | YES | YES | YES | NO | NO | [5 empty] | 7 | the legacy coordinate system coordinates from the old CEDSA database.
| CUSTOMEROWNED | Customer Owned |  | YES | YES | YES | YES | NO | [5 empty] | 8 | text indicating if the equipment is Customer Owned (Yes or No)
| LOCATIONID | Location ID |  | YES | YES | YES | YES | NO | [5 empty] | 9 | Unique Identification number for the location
| LOCATIONDESC | Location Description |  | YES | YES | YES | YES | NO | [5 empty] | 10 | Short description of the Location
| GEMSOTHERMAPNUM | MET Other Map Number |  | YES | YES | YES | YES | NO | [5 empty] | 11 | A unique number for GEMS Other Map
| SERVICEADDRESS1 | Service Address |  | YES | YES | YES | YES | NO | [5 empty] | 12 | The address of a service location
| SERVICEADDRESS2 | Service Address 2 |  | YES | YES | YES | YES | NO | [5 empty] | 13 | Additional address of a service location
| STREETNUMBER | Street Number |  | YES | YES | YES | YES | NO | [5 empty] | 14 | Street number
| ELEVATION | Elevation |  | YES | YES | YES | YES | NO | [5 empty] | 15 | ELEVATION
| STATE |  |  |  | YES | [8 empty] | 16 | STATE
| LOCALOFFICEID |  |  |  | YES | [8 empty] | 17 | The identification number of the Local Office (Bakersfield - 66)
| REGION | Service Area |  | YES | YES | YES | YES | NO | [5 empty] | 18 | Region
| DIVISION | Division |  | YES | YES | YES | YES | NO | [5 empty] | 19 | Division
| DISTRICT | District |  | YES | YES | YES | YES | NO | [5 empty] | 20 | DISTRICT (Values include: Solano; Kern; Fresno; Yosemite; Stanislaus; Delta; Mother Lode).
| COUNTY | County |  | YES | YES | YES | YES | NO | [5 empty] | 21 | County
| CITY | City |  | YES | YES | YES | YES | NO | [5 empty] | 22 | City
| LOCDESC | Address |  | YES | YES | YES | YES | NO | [5 empty] | 23 | Address of the device
| ZIP | ZIP Code |  | YES | YES | YES | YES | NO | [5 empty] | 24 | Zip
| CREATIONUSER | Creation User |  | YES | YES | NO | YES | NO | [5 empty] | 25 | The LAN Identification of the person who initially created the record.
| DATECREATED | Date Created |  | YES | YES | NO | YES | NO | [5 empty] | 26 | The date the Record was created.
| DATEMODIFIED | Date Modified |  | YES | YES | NO | YES | NO | [5 empty] | 27 | The last date the record was modified.
| LASTUSER | Last User |  | YES | YES | NO | YES | NO | [5 empty] | 28 | The LAN Identification of the User that last changed the records.
| COMMENTS | Comments |  | YES | YES | YES | YES | NO | [5 empty] | 29 | Text of User or designer comments

## Step Down
Step Down
Primary Display Field: OBJECTID
Web Primary Display Field: OPERATINGNUMBER
Number | Attribute | Web-Visible | Editable | Allow NULL Values | Web-Visible | AU | Validation | Default | Example | Note | Sequence | Description
| OPERATINGNUMBER | YES | YES | NO | YES | [5 empty] | 1 | The operating number of the Device
| SUBTYPECD | YES | YES | NO | YES | [5 empty] | 2 | Values Include: Single Phase OH; Two Phase OH; Three Phase OH
| Object ID |  |  |  | YES | [5 empty] | 3 | A unique Identification number for the object (Equipment, Device, etc.).
| CONSTRUCTIONTYPE | YES | YES | NO | YES | [5 empty] | 4 | This field contains a value from the Construction Status domain that indicates the current status of construction on the structure (e.g., proposed, existing, retired).
| OPERATINGVOLTAGE | YES | YES | NO | YES | [5 empty] | 5 | The operating voltage the voltage device is rated to carry.
| RATEDKVA | YES | YES | NO | YES | [5 empty] | 6 | The sum of the rated kVA of its related units.
| UNITCOUNT | YES | YES | YES | YES | [5 empty] | 7
| SOURCESIDEDEVICEID | YES | YES | YES | YES | [5 empty] | 8 | A unique code designated for a Source Side Device
| CONNECTIONCODE | YES | YES | YES | YES | [5 empty] | 9 | this indicates how the device is connected electrically to the lines, e.g., delta, wye, etc.
| BANKCODE | YES | YES | YES | YES | [5 empty] | 10 | This indicates which unit it is
| BOOSTPERCENT | YES | YES | YES | YES | [5 empty] | 11 | Code indicating tap setting for increase in capacity achieved by raising the maximum voltage level; domain values include 4 percent, 6 percent, etc.
| BUCKPERCENT | YES | YES | YES | YES | [5 empty] | 12 | Code indicating tap setting for increase in capacity achieved by lowering the minimum voltage level; domain values include 4 percent, 6 percent, etc.
| ZHLPCTIMP | YES | YES | YES | YES | [5 empty] | 13
| ZHPCTIMP | YES | YES | YES | YES | [5 empty] | 14
| ZLPCTIMP | YES | YES | YES | YES | [5 empty] | 15
| ZTPCTIMP | YES | YES | YES | YES | [5 empty] | 16
| ZGBPCTIMP | YES | YES | YES | YES | [5 empty] | 17
| VAULT | YES | YES | YES | YES | [5 empty] | 18 | Database values include: l102S; WINSP, 105; 5c1; 6997; 105; 39; 7D2; 3B313; 4A241
| STEPUPIDC | YES | YES | YES | YES | [5 empty] | 19 | Code indicating a Step Up
| CIRCUITID | YES | NO | YES | YES | [5 empty] | 20 | Feeder Manager identifier assigned to feeders and devices that participate in a specific distribution circuit. Feeder Manager uses the FEEDERID model name in this field.
| CIRCUITID2 | YES | NO | YES | YES | [5 empty] | 21 | Feeder Manager identifier assigned if device is supplied by second feeder. Feeder Manager uses the FEEDERID2 model name in this field.
| CEDSADEVICEID | YES | YES | YES | YES | [5 empty] | 22 | Unique identifier for a CEDSA Device
| ANIMALGUARDTYPE | YES | YES | YES | YES | [5 empty] | 23 | Type of animal guard used. Domain Values: Animal Guards Installed: Bird Guards Installed; Both Guards Installed; No Guards Installed; Unspecified.
| COASTALIDC | YES | YES | YES | YES | [5 empty] | 24 | Yes/No Indicator
| INSTALLJOBPREFIX | YES | YES | YES | YES |  |  | PM |  |  | 25 | The prefix Code for the installation Job. Coded Value Domain: PM; BWO; FIF; GM; SD; WO; etc..
| INSTALLJOBNUMBER | YES | YES | NO | YES | [5 empty] | 26 | The Job Number for the installation.
| INSTALLATIONTYPE | YES | YES | NO | YES | [5 empty] | 27 | A short desciption of the Installation Type (Overhead/Padmounted)
| INSTALLJOBYEAR | YES | YES | YES | YES | [5 empty] | 28 | The year the device was installed.
| INSTALLATIONDATE | YES | YES | YES | YES | [5 empty] | 29 | Date ElectricDevice was installed.
| COASTALIDC | YES | YES | NO | YES | [5 empty] | 30 | Yes/No Indicator
| NUMBEROFPHASES | YES | YES | NO | YES |  |  | 3 |  |  | 31 | The number of phases of the device ,etc.
| PHASEDESIGNATION | YES | NO | YES | YES | [5 empty] | 32 | A letter designating the phase of the device
| PHASINGVERIFIEDSTATUS | YES | YES | YES | YES | [5 empty] | 33 | Domain values: Field Verified; Conversion Source; Estimated;Defaulted; Not Verified
| CALTRANSPERMITIDC | YES | YES | YES | YES | [5 empty] | 34 | A code that indicates that a Cal Trans Permit Exists. Yes/No Indicator.
| BUCKETTRUCKIDC | YES | YES | YES | YES | [5 empty] | 35 | Yes/No Indicator
| STATUS | YES | YES | NO | YES | [5 empty] | 36 | The status of the device (In-service, etc.)
| CUSTOMEROWNED | YES | YES | YES | YES |  |  | NO |  |  | 37 | text indicating if the equipment is Customer Owned (Yes or No)
| LOCALOFFICEID | YES | YES | NO | YES | [5 empty] | 38 | The identification number of the Local Office (Bakersfield - 66)
| LOCALOPOFFICE | YES | YES | YES | YES | [5 empty] | 39
| LOCDESC | YES | YES | YES | YES | [5 empty] | 40 | Address of the device.
| REGION | YES | YES | YES | YES | [5 empty] | 41 | REGION
| DIVISION | YES | YES | YES | YES | [5 empty] | 42 | DIVISION
| DISTRICT | YES | YES | YES | YES | [5 empty] | 43 | DISTRICT (Values include: Solano; Kern; Fresno; Yosemite; Stanislaus; Delta; Mother Lode)
| COUNTY | YES | YES | YES | YES | [5 empty] | 44 | COUNTY
| CITY | YES | YES | YES | YES | [5 empty] | 45 | CITY
| ZIP | YES | YES | YES | YES | [5 empty] | 46 | ZIP
| LATITUDE | YES | YES | YES | YES | [5 empty] | 47 | Latitude Number
| LONGITUDE | YES | YES | YES | YES | [5 empty] | 48 | Longitude Number
| GEMSDISTMAPNUM | YES | YES | YES | YES | [5 empty] | 49 | A unique number for GEMS Distribution Map
| GEMSCIRCUITMAPNUM | YES | YES | YES | YES | [5 empty] | 50 | A unique number for GEMS Distribution Map
| GEMSOTHERMAPNUM | YES | YES | YES | YES | [5 empty] | 51 | A unique number for GEMS Other Map
| CREATIONUSER | YES | NO | YES | YES | [5 empty] | 52 | The LAN Identification of the person who initially created the record.
| DATECREATED | YES | NO | YES | YES | [5 empty] | 53 | The date the Record was created
| DATEMODIFIED | YES | NO | YES | YES | [5 empty] | 54 | The last date the record was modified
| LASTUSER | YES | NO | YES | YES | [5 empty] | 55 | The LAN Identification of the User that last changed the records
| COMMENTS | YES | YES | YES | YES | [5 empty] | 56 | Text of User or designer comments

## Secondary Generation
| Secondary Generation | Version 1.0 | Attributes: | Editable:
| Primary Display Field: OBJECTID | Date | Visible: | Required:
Web Primary Display Field: SUBTYPECD
Number | Attribute | Alias | Description | Visible | Web-Visible | Editable | Allow NULL Values | Allow Mass Attribute Update | AU | Validation | Default | Example | Note | Sequence | Description
| SUBTYPECD | Subtype |  | YES | YES | YES | NO | NO | [5 empty] | 1 | Values Include: Single Phase OH; Two Phase OH; Three Phase OH
| POWERFACTOR | Power Factor |  | YES | YES | YES | YES | NO | [5 empty] | 2
| KW | kW |  | YES | YES | YES | YES | NO | [5 empty] | 3 | Power rating in kW.
| METERID | Meter ID |  | YES | YES | YES | YES | NO | [5 empty] | 4 | Unique Identification number for the material.
| CEDSADEVICEID | CEDSA Device ID |  | YES | YES | YES | YES | NO | [5 empty] | 5 | Unique identifier for a CEDSA Device
| CIRCUITID | Circuit ID |  | YES | YES | NO | YES | NO | [5 empty] | 6 | Feeder Manager identifier assigned to feeders and devices that participate in a specific distribution circuit. Feeder Manager uses the FEEDERID model name in this field.
| CIRCUITID2 | Circuit ID 2 |  | YES | YES | NO | YES | NO | [5 empty] | 7 | Feeder Manager identifier assigned if device is supplied by second feeder. Feeder Manager uses the FEEDERID2 model name in this field.
| OBJECTID | Object ID |  | YES | YES | NO | NO | NO | [5 empty] | 8 | A unique Identification number for the object (Equipment, Device, etc.).
| INSTALLJOBPREFIX | Job Prefix |  | YES | YES | YES | YES | NO |  |  | PM |  |  | 9 | The prefix Code for the installation Job. Coded Value Domain: PM; BWO; FIF; GM; SD; WO; etc..
| INSTALLJOBNUMBER | Job Number |  | YES | YES | YES | NO | NO | [5 empty] | 10 | The Job Number for the installation.
| INSTALLJOBYEAR | Year Installed |  | YES | YES | YES | YES | NO | [5 empty] | 11 | The year the device was installed.
| INSTALLATIONDATE | Date Installed |  | YES | YES | YES | YES | NO | [5 empty] | 12 | Date ElectricDevice was installed.
| PHASEDESIGNATION | Phase Designation |  | YES | YES | NO | YES | NO | [5 empty] | 13 | A letter designating the phase of the device
| PHASINGVERIFIEDSTATUS | Verified Phasing Status |  | YES | YES | YES | YES | NO | [5 empty] | 14 | Domain values: Field Verified; Conversion Source; Estimated;Defaulted; Not Verified
| STATUS | Status |  | YES | YES | YES | NO | NO | [5 empty] | 15 | The status of the device (In-service, etc.)
| GPSLONGITUDE | Longitude |  | YES | YES | YES | YES | NO | [5 empty] | 16 | GPS Longitude number
| GPSLATITUDE | Latitude |  | YES | YES | YES | YES | NO | [5 empty] | 17 | GPS Latitude number
| GPSSOURCE | GPS Source |  | YES | YES | YES | YES | NO | [5 empty] | 18
| CUSTOMEROWNED | Customer Owned |  | YES | YES | YES | YES | NO |  |  | NO |  |  | 19 | text indicating if the equipment is Customer Owned (Yes or No)
| OWNERNAME | [12 empty] | 20 | Short Description of who owns the equipment
| LOCALOFFICEID | Local Office ID |  | YES | YES | YES | NO | NO | [5 empty] | 21 | The identification number of the Local Office (Bakersfield - 66)
| REGION | Service Area |  | YES | YES | YES | YES | NO | [5 empty] | 22 | REGION
| DIVISION | Division |  | YES | YES | YES | YES | NO | [5 empty] | 23 | DIVISION
| DISTRICT | District |  | YES | YES | YES | YES | NO | [5 empty] | 24 | DISTRICT (Values include: Solano; Kern; Fresno; Yosemite; Stanislaus; Delta; Mother Lode)
| COUNTY | County |  | YES | YES | YES | YES | NO | [5 empty] | 25 | COUNTY
| CITY | City |  | YES | YES | YES | YES | NO | [5 empty] | 26 | CITY
| ZIP | ZIP Code |  | YES | YES | YES | YES | NO | [5 empty] | 27 | ZIP
| CREATIONUSER | Creation User |  | YES | YES | NO | YES | NO | [5 empty] | 28 | The LAN Identification of the person who initially created the record.
| DATECREATED | Date Created |  | YES | YES | NO | YES | NO | [5 empty] | 29 | The date the Record was created
| DATEMODIFIED | Date Modified |  | YES | YES | NO | YES | NO | [5 empty] | 30 | The last date the record was modified
| LASTUSER | Last User |  | YES | YES | NO | YES | NO | [5 empty] | 31 | The LAN Identification of the User that last changed the records
| COMMENTS | Comments |  | YES | YES | YES | YES | NO | [5 empty] | 32 | Text of User or designer comments

## Secondary Riser
| Secondary Riser | Version 1.0 | Attributes: | Editable:
| Primary Display Field: OBJECTID | Date | Visible: | Required:
Web Primary Display Field: OBJECTID
Number | Attribute | Alias | Description | Visible | Web-Visible | Editable | Allow NULL Values | Allow Mass Attribute Update | AU | Validation | Default | Example | Note | Sequence | Description
| SUBTYPECD | Subtype |  | YES | YES | YES | NO | NO | [5 empty] | 1 | No Values
| RISERUSAGE | Riser Usage |  | YES | YES | YES | YES | NO | [5 empty] | 2
| STATUS | Status |  | YES | YES | YES | YES | NO | [5 empty] | 3 | The status of the device (In-service, etc.)
| INSTALLJOBPREFIX | Job Prefix |  | YES | YES | YES | YES | NO |  |  | PM |  |  | 4 | The prefix Code for the installation Job. Coded Value Domain: PM; BWO; FIF; GM; SD; WO; etc..
| INSTALLJOBNUMBER | Job Number |  | YES | YES | YES | YES | NO | [5 empty] | 5 | The Job Number for the installation.
| INSTALLEDJOBYEAR | Job Year |  | YES | YES | YES | YES | NO | [5 empty] | 6 | The year the device was installed.
| INSTALLATIONDATE | Date Installed |  | YES | YES | YES | YES | NO | [5 empty] | 7 | Date ElectricDevice was installed.
| OBJECTID | Object ID |  | YES | YES | NO | NO | NO | [5 empty] | 8 | A unique Identification number for the object (Equipment, Device, etc.).
| CUSTOMEROWNED | Customer Owned |  | YES | YES | YES | YES | NO | [5 empty] | 9 | text indicating if the equipment is Customer Owned (Yes or No)
| REGION | Service Area |  | YES | YES | YES | YES | NO | [5 empty] | 10 | REGION
| DIVISION | Division |  | YES | YES | YES | YES | NO | [5 empty] | 11 | DIVISION
| DISTRICT | District |  | YES | YES | YES | YES | NO | [5 empty] | 12 | DISTRICT (Values include: Solano; Kern; Fresno; Yosemite; Stanislaus; Delta; Mother Lode)
| CREATIONUSER | Creation User |  | YES | YES | NO | YES | NO | [5 empty] | 13 | The LAN Identification of the person who initially created the record.
| DATECREATED | Date Created |  | YES | YES | NO | YES | NO | [5 empty] | 14 | The date the Record was created
| DATEMODIFIED | Date Modified |  | YES | YES | NO | YES | NO | [5 empty] | 15 | The last date the record was modified
| LASTUSER | Last User |  | YES | YES | NO | YES | NO | [5 empty] | 16 | The LAN Identification of the User that last changed the records
| COMMENTS | Comments |  | YES | YES | YES | YES | NO | [5 empty] | 17 | Text of User or designer comments

## SmartMeter Network Device
| SmartMeter Network Device | Version 1.0 | Attributes: | Editable:
| Primary Display Field: OBJECTID | Date | Visible: | Required:
Web Primary Display Field: TECHIDENTNO
Number | Attribute | Alias | Description | Visible | Web-Visible | Editable | Allow NULL Values | Allow Mass Attribute Update | AU | Validation | Default | Example | Note | Sequence | Description
| SUBTYPECD | Subtype |  | YES | YES | YES | NO | NO | [5 empty] | 1 | Values: DCU; AccessPoint; Relay
| STATUS | Status |  | YES | YES | YES | NO | NO | [5 empty] | 2 | The status of the device (In-service, etc.)
| CARRIER | Carrier |  | YES | YES | YES | YES | NO | [5 empty] | 3 | this is tells which company provides the communications to the device, e.g., verizon, cingular, pg&e, etc.
| SOURCESIDEDEVICEID | Source Side Device ID |  | YES | YES | YES | YES | NO | [5 empty] | 4 | A unique code designated for a Source Side Device
| OBJECTID | Object ID |  | YES | YES | NO | NO | NO | [5 empty] | 5 | A unique Identification number for the object (Equipment, Device, etc.).
| INSTALLJOBPREFIX | Job Prefix |  | YES | YES | YES | YES | NO |  |  | PM |  |  | 6 | The prefix Code for the installation Job. Coded Value Domain: PM; BWO; FIF; GM; SD; WO; etc..
| INSTALLJOBNUMBER | Job Number |  | YES | YES | YES | NO | NO | [5 empty] | 7 | The Job Number for the installation.
| INSTALLJOBYEAR | Year Installed |  | YES | YES | YES | YES | NO | [5 empty] | 8 | The year the device was installed.
| INSTALLATIONDATE | Date Installed |  | YES | YES | YES | YES | NO | [5 empty] | 9 | Date ElectricDevice was installed.
| INSTALLATIONTYPE | Installation Type |  | YES | YES | YES | YES | NO | [5 empty] | 10 | A short desciption of the Installation Type (Overhead/Padmounted)
| TECHIDENTNO | TECH Identification Number |  | YES | YES | YES | YES | NO | [5 empty] | 11 | TECH Identification Number
| INVENTORYNO | Inventory Number |  | YES | YES | YES | YES | NO | [5 empty] | 12 | Inventory Number
| NUMBEROFPHASES | Number Of Phases |  | YES | YES | YES | YES | NO | [5 empty] | 13 | The number of phases of the device ,etc.
| PHASEDESIGNATION | Phase Designation |  | YES | YES | YES | YES | NO | [5 empty] | 14 | A letter designating the phase of the device
| PHASINGVERIFIEDSTATUS | Verified Phasing Status |  | YES | YES | YES | YES | NO | [5 empty] | 15 | Domain values: Field Verified; Conversion Source; Estimated;Defaulted; Not Verified
| CUSTOMEROWNED | Customer Owned |  | YES | YES | YES | YES | NO | [5 empty] | 16 | text indicating if the equipment is Customer Owned (Yes or No)
| CIRCUITID | Circuit ID |  | YES | YES | NO | YES | NO | [5 empty] | 17 | Feeder Manager identifier assigned to feeders and devices that participate in a specific distribution circuit. Feeder Manager uses the FEEDERID model name in this field.
| CIRCUITID2 | Circuit ID 2 |  | YES | YES | NO | YES | NO | [5 empty] | 18 | Feeder Manager identifier assigned if device is supplied by second feeder. Feeder Manager uses the FEEDERID2 model name in this field.
| LATITUDE | Latitude |  | YES | YES | YES | YES | NO | [5 empty] | 19 | Latitude number
| LONGITUDE | Longitude |  | YES | YES | YES | YES | NO | [5 empty] | 20 | Longitude number
| LOCDESC | Address |  | YES | YES | YES | YES | NO | [5 empty] | 21 | Address of the device
| LOCALOFFICEID | Local Office ID |  | YES | YES | YES | YES | NO | [5 empty] | 22 | The identification number of the Local Office
| REGION | Service Area |  | YES | YES | YES | YES | NO | [5 empty] | 23 | REGION
| DIVISION | Division |  | YES | YES | YES | YES | NO | [5 empty] | 24 | DIVISION
| DISTRICT | District |  | YES | YES | YES | YES | NO | [5 empty] | 25 | DISTRICT (Values include: Solano; Kern; Fresno; Yosemite; Stanislaus; Delta; Mother Lode)
| COUNTY | County |  | YES | YES | YES | YES | NO | [5 empty] | 26 | COUNTY
| CITY | City |  | YES | YES | YES | YES | NO | [5 empty] | 27 | CITY
| STREET | Street |  | YES | YES | YES | YES | NO | [5 empty] | 28 | STREET
| ZIP | ZIP Code |  | YES | YES | YES | YES | NO | [5 empty] | 29 | ZIP
| CREATIONUSER | Creation User |  | YES | YES | NO | YES | NO | [5 empty] | 30 | The LAN Identification of the person who initially created the record.
| DATECREATED | Date Created |  | YES | YES | NO | YES | NO | [5 empty] | 31 | The date the Record was created
| DATEMODIFIED | Date Modified |  | YES | YES | NO | YES | NO | [5 empty] | 32 | The last date the record was modified
| LASTUSER | Last User |  | YES | YES | NO | YES | NO | [5 empty] | 33 | The LAN Identification of the User that last changed the records
| COMMENTS | Comments |  | YES | YES | YES | YES | NO | [5 empty] | 34 | Text of User or designer comments

## StreetLight
| StreetLight | Version 1.0 | Attributes: | Editable:
| Primary Display Field: STREETLIGHTNUMBER | Date | Visible: | Required:
Web Primary Display Field: STREETLIGHTNUMBER
Number | Attribute | Alias | Description | Visible | Web-Visible | Editable | Allow NULL Values | Allow Mass Attribute Update | AU | Validation | Default | Example | Note | Sequence | Description
| SUBTYPECD | Subtype |  | YES | YES | YES | NO | NO | [5 empty] | 1 | Value: Streetlight
| STREETLIGHTNUMBER | Street Light Number |  | YES | YES | YES | NO | NO | [5 empty] | 2 | a unique number for the street light.
| POLELENGTH | Pole Height |  | YES | YES | YES | YES | NO | [5 empty] | 3 | The hieght of the pole
| POLEUSE | Pole Use |  | YES | YES | YES | YES | NO | [5 empty] | 4 | Coded Value Domain: Aluminum; Concrete; Center Bore; Fiberglass; Other; Steel; Through Bore; Tower; Tree; Wood Guy; Wood; etc
| POLETYPE | Pole Type |  | YES | YES | YES | YES | NO | [5 empty] | 5 | The type of Pole
| STATUS | Status |  | YES | YES | YES | NO | NO | [5 empty] | 6 | The status of the device (In-service, etc.)
| OPERATINGVOLTAGE | Operating Voltage |  | YES | YES | NO | YES | NO | [5 empty] | 7 | The operating voltage the voltage device is rated to carry.
| VOLTAGE | Voltage |  | YES | YES | YES | YES | NO | [5 empty] | 8
| WATTAGE | Wattage |  | YES | YES | YES | YES | NO | [5 empty] | 9
| LUMENOUTPUT | Lumen Output |  | YES | YES | YES | YES | NO | [5 empty] | 10 | The lumen output of a streetlight
| LUMNCHANGEDATE | Luminaire Change Date |  | YES | YES | YES | YES | NO | [5 empty] | 11 | The date the lumen output changed
| SERVICEAGREEMENTID | Service Agreement ID |  | YES | YES | YES | YES | NO | [5 empty] | 12 | A unique code indicating a Service Agreement
| SERVICEPOINTID | Service Point ID |  | YES | YES | YES | YES | NO | [5 empty] | 13 | A unique code for a Service Point
| SERVICETYPE | Service Type |  | YES | YES | YES | YES | NO | [5 empty] | 14 | Short description of a servie type
| CUSTOMEROWNED | Customer Owned |  | YES | YES | YES | YES | NO | [5 empty] | 15 | text indicating if the equipment is Customer Owned (Yes or No)
| PHASEDESIGNATION | Phase Designation |  | YES | YES | YES | YES | NO | [5 empty] | 16 | A letter designating the phase of the device
| INSTALLJOBPREFIX | Job Prefix |  | YES | YES | YES | YES | NO |  |  | PM |  |  | 17 | The prefix Code for the installation Job. Coded Value Domain: PM; BWO; FIF; GM; SD; WO; etc..
| INSTALLJOBNUMBER | Job Number |  | YES | YES | YES | NO | NO | [5 empty] | 18 | The Job Number for the installation.
| INSTALLJOBYEAR | Year Installed |  | YES | YES | YES | YES | NO | [5 empty] | 19 | The year the device was installed.
| INSTALLATIONDATE | Date Installed |  | YES | YES | YES | YES | NO | [5 empty] | 20 | Date ElectricDevice was installed.
| CIRCUITID | Circuit ID |  | YES | YES | NO | YES | NO | [5 empty] | 21 | Feeder Manager identifier assigned to feeders and devices that participate in a specific distribution circuit. Feeder Manager uses the FEEDERID model name in this field.
| CIRCUITID2 | Circuit ID 2 |  | YES | YES | NO | YES | NO | [5 empty] | 22 | Feeder Manager identifier assigned if device is supplied by second feeder. Feeder Manager uses the FEEDERID2 model name in this field.
| LAMPCHANGEDATE | Lamp Change Date |  | YES | YES | YES | YES | NO | [5 empty] | 23 | The date the lamp was changed.
| LAMPTYPE | Lamp Type |  | YES | YES | YES | YES | NO | [5 empty] | 24 | The type of lamp
| LENSTYPE | Lens Type |  | YES | YES | YES | YES | NO | [5 empty] | 25 | The type of Lens
| LIGHTSTYLE | Light Style |  | YES | YES | YES | YES | NO | [5 empty] | 26 | The style of light
| LITESIZETYPE | Lite Size Type |  | YES | YES | NO | YES | NO | [5 empty] | 27
| LITETYPETYPE | Lite Type Type |  | YES | YES | NO | YES | NO | [5 empty] | 28
| OBJECTID | Object ID |  | YES | YES | NO | NO | NO | [5 empty] | 29 | A unique Identification number for the object (Equipment, Device, etc.).
| SAPEQUIPID | SAP Equipment ID |  | YES | YES | YES | YES | NO | [5 empty] | 30 | A unique code for equipment records in SAP.
| ALTNM | ALTNM |  | YES | YES | NO | YES | NO | [5 empty] | 31
| BALLASTCHANGEDATE | Ballast Change Date |  | YES | YES | YES | YES | NO | [5 empty] | 32
| BALLASTTYPE | Ballast Type |  | YES | YES | YES | YES | NO | [5 empty] | 33 | Code indicating type of ballast used in StreetLight; domain values include high-power factor and normal-power factor.
| CCBOVERWRITEFLAG | CCB Overwrite Flag |  | YES | YES | NO | YES | NO | [5 empty] | 34
| CHANGEOFPARTYDATE | Change Of Party Date |  | YES | YES | YES | YES | NO | [5 empty] | 35
| CONVIENENCEOUTLETS | Convienence Outlets |  | YES | YES | YES | YES | NO | [5 empty] | 36
| DIFFBADGE | DIFF Badge |  | YES | YES | NO | YES | NO | [5 empty] | 37
| DIFFIT | DIFF IT |  | YES | YES | NO | YES | NO | [5 empty] | 38
| DIFFIX | DIFF IX |  | YES | YES | NO | YES | NO | [5 empty] | 39
| DIFFMAP | DIFF Map |  | YES | YES | NO | YES | NO | [5 empty] | 40
| DIFFRS | DIFF RS |  | YES | YES | NO | YES | NO | [5 empty] | 41
| FAPPLIANCE1 | FAPPLIANCE1 |  | YES | YES | NO | YES | NO | [5 empty] | 42
| FAPPLIANCE2 | FAPPLIANCE2 |  | YES | YES | NO | YES | NO | [5 empty] | 43
| FAPPLIANCE3 | FAPPLIANCE3 |  | YES | YES | NO | YES | NO | [5 empty] | 44
| FAPPLIANCE4 | FAPPLIANCE4 |  | YES | YES | NO | YES | NO | [5 empty] | 45
| FAPPLIANCE5 | FAPPLIANCE5 |  | YES | YES | NO | YES | NO | [5 empty] | 46
| FAROTHER | FAR Other |  | YES | YES | NO | YES | NO | [5 empty] | 47
| FAR1 | FAR1 |  | YES | YES | NO | YES | NO | [5 empty] | 48
| FAR2 | FAR2 |  | YES | YES | NO | YES | NO | [5 empty] | 49
| FAR3 | FAR3 |  | YES | YES | NO | YES | NO | [5 empty] | 50
| FAR4 | FAR4 |  | YES | YES | NO | YES | NO | [5 empty] | 51
| FAR5 | FAR5 |  | YES | YES | NO | YES | NO | [5 empty] | 52
| FIXTURECODE | Fixture Code |  | YES | YES | YES | YES | NO | [5 empty] | 53
| FIXTUREMANUFACTURER | Fixture Manufacturer |  | YES | YES | YES | YES | NO | [5 empty] | 54
| FMETRICOM | FMETRICOM |  | YES | YES | NO | YES | NO | [5 empty] | 55
| HALFHRADJTYPE | Half HR Adj Type |  | YES | YES | NO | YES | NO | [5 empty] | 56
| HISTGEMSAKA | Hist GEMS AKA |  | YES | YES | NO | YES | NO | [5 empty] | 57
| HISTGEMSBADGENUM | Hist GEMS Badge # |  | YES | YES | NO | YES | NO | [5 empty] | 58
| HISTGEMSMAPNUM | Hist GEMS Map # |  | YES | YES | NO | YES | NO | [5 empty] | 59
| HISTGEMSMAPRATE | Hist GEMS Map Rate |  | YES | YES | NO | YES | NO | [5 empty] | 60
| INVENTORIEDBY | Inventoried By |  | YES | YES | YES | YES | NO | [5 empty] | 61 | The Lan Identification of the person who performed the inventory count.
| INVENTORYDATE | Inventory Date |  | YES | YES | YES | YES | NO | [5 empty] | 62 | The date the inventory was performed.
| ITEMTYPECODE | Item Type Code |  | YES | YES | YES | YES | NO | [5 empty] | 63
| MAINTNOTE | Maintenance Note |  | YES | YES | NO | YES | NO | [5 empty] | 64
| METER | Meter |  | YES | YES | NO | YES | NO | [5 empty] | 65
| NEARESTST | Nearest Street |  | YES | YES | NO | YES | NO | [5 empty] | 66
| OFFICE | Office |  | YES | YES | YES | YES | NO | [5 empty] | 67 | Short descritpion of the PG&E office.
| OPERATINGSCHEDULE | Operating Schedule |  | YES | YES | YES | YES | NO | [5 empty] | 68 | Brief description of the operating Schedule.
| OWNERBADGENUMBER | Owner Badge Number |  | YES | YES | YES | YES | NO | [5 empty] | 69 | The badge number of the owner of equipment.
| OWNERSHIP | Ownership |  | YES | YES | YES | YES | NO | [5 empty] | 70 | Short Description of who owns the equipment.
| PAINTPOLE | Paint Pole |  | YES | YES | NO | YES | NO | [5 empty] | 71
| PCELLCHANGEDATE | Photo Cell Change Date |  | YES | YES | YES | YES | NO | [5 empty] | 72
| PCELL | Photocell Present |  | YES | YES | YES | YES | NO | [5 empty] | 73
| PHOTOCELLTYPE | Photocell Type |  | YES | YES | YES | YES | NO | [5 empty] | 74
| POLECHANGEDATE | Pole Change Date |  | YES | YES | YES | YES | NO | [5 empty] | 75 | The date that the pole was change out.
| POLEPAINTDATE | Pole Paint Date |  | YES | YES | YES | YES | NO | [5 empty] | 76 | The date the pole was painted.
| PREMISEID | Premise ID |  | YES | YES | YES | YES | NO | [5 empty] | 77
| RATESCHEDULE | Rate Schedule |  | YES | YES | YES | YES | NO | [5 empty] | 78
| RECEIVEDATE | Receive Date |  | YES | YES | YES | YES | NO | [5 empty] | 79
| RECORDSTATUS | Record Status |  | YES | YES | YES | YES | NO | [5 empty] | 80
| SHIELDINGIDC | Shielding Indicator |  | YES | YES | YES | YES | NO | [5 empty] | 81
| SPITEMHISTORY | SP Item History |  | YES | YES | YES | YES | NO | [5 empty] | 82
| STATUSFLAG | Status Flag |  | YES | YES | YES | YES | NO | [5 empty] | 83
| STREETLIGHTSEQNO | Street Light Sequence Number |  | YES | YES | YES | YES | NO | [5 empty] | 84
| STREETNM | Street Name |  | YES | YES | NO | YES | NO | [5 empty] | 85
| STREETLIGHTSGISID | Streetlight GIS ID |  | YES | YES | NO | YES | NO | [5 empty] | 86
| STREETLIGHTSGISSAID | Streetlight GIS SAID |  | YES | YES | NO | YES | NO | [5 empty] | 87
| STREETLIGHTSGISSPID | Streetlight GIS SPID |  | YES | YES | NO | YES | NO | [5 empty] | 88
| STREETLIGHTROLE | Streetlight Role |  | YES | YES | YES | YES | NO | [5 empty] | 89
| STREETLIGHTTRANSACTION | Streetlight Transaction |  | YES | YES | YES | YES | NO | [5 empty] | 90
| SUSPENSION | Suspension |  | YES | YES | YES | YES | NO | [5 empty] | 91
| TIMECONTROLIDC | Time Control Indicator |  | YES | YES | YES | YES | NO | [5 empty] | 92
| TOTCODE | Town and Territory |  | YES | YES | YES | YES | NO | [5 empty] | 93
| UNIQUESPID | Unique SPID |  | YES | YES | YES | YES | NO | [5 empty] | 94
| CUSTOMERNAME | Customer Name |  | YES | YES | YES | YES | NO | [5 empty] | 95 | The NAME of customer as known to a Customer Information System (CIS).
| DESCRIPTIVEADDRESS | Descriptive Address |  | YES | YES | YES | YES | NO | [5 empty] | 96 | Short description of the address.
| DIFFADDR | DIFF Address |  | YES | YES | NO | YES | NO | [5 empty] | 97
| ACCOUNTNUMBER | Account Number |  | YES | YES | YES | YES | NO | [5 empty] | 98
| TOWNTERRDESC | Town Territory Description |  | YES | YES | YES | YES | NO | [5 empty] | 99
| MAPNUMBER | Map Number |  | YES | YES | YES | YES | NO | [5 empty] | 100
| NEWGRIDMAPNUM | New Grid Map # |  | YES | YES | NO | YES | NO | [5 empty] | 101
| MAPNUMBERNEW | New Map # |  | YES | YES | NO | YES | NO | [5 empty] | 102
| LOCATIONDESC | Location Description |  | YES | YES | YES | YES | NO | [5 empty] | 103 | Short description of the Location.
| GEMSDISTRMAPNUM | GEMS Distribution Map # |  | YES | YES | NO | YES | NO | [5 empty] | 104 | A unique number for GEMS Distribution Map.
| LOCALOFFICEID | Local Office ID |  | YES | YES | YES | YES | NO | [5 empty] | 105 | The identification number of the Local Office (Bakersfield - 66)
| REGION | Service Area |  | YES | YES | YES | YES | NO | [5 empty] | 106 | REGION
| DIVISION | Division |  | YES | YES | YES | YES | NO | [5 empty] | 107 | DIVISION
| DISTRICT | District |  | YES | YES | YES | YES | NO | [5 empty] | 108 | DISTRICT (Values include: Solano; Kern; Fresno; Yosemite; Stanislaus; Delta; Mother Lode)
| CITY | City |  | YES | YES | YES | YES | NO | [5 empty] | 109 | CITY
| COUNTY | County |  | YES | YES | YES | YES | NO | [5 empty] | 110 | COUNTY
| ZIP | ZIP Code |  | YES | YES | YES | YES | NO | [5 empty] | 111 | ZIP
| MAILADDR1 | Mail Address 1 |  | YES | YES | NO | YES | NO | [5 empty] | 112 | Street Address
| MAILADDR2 | Mail Address 2 |  | YES | YES | NO | YES | NO | [5 empty] | 113 | Second line of the street address
| MAILCITY | Mail City |  | YES | YES | NO | YES | NO | [5 empty] | 114 | City of the Mailing address
| MAILSTATE | Mail State |  | YES | YES | NO | YES | NO | [5 empty] | 115 | State of the Mailing address
| MAILZIP | Mail ZIP |  | YES | YES | NO | YES | NO | [5 empty] | 116 | Zip Code of the Mailing address
| USERID | User ID |  | YES | YES | NO | YES | NO | [5 empty] | 117
| CREATIONUSER | Creation User |  | YES | YES | NO | YES | NO | [5 empty] | 118 | The LAN Identification of the person who initially created the record.
| DATECREATED | Date Created |  | YES | YES | NO | YES | NO | [5 empty] | 119 | The date the Record was created
| LASTMODIFYDATE | Last Modified Date |  | YES | YES | NO | YES | NO | [5 empty] | 120 | The date the record was last changed
| DATEMODIFIED | Date Modified |  | YES | YES | NO | YES | NO | [5 empty] | 121 | The last date the record was modified
| LASTUSER | Last User |  | YES | YES | NO | YES | NO | [5 empty] | 122 | The LAN Identification of the User that last changed the records
| COMMENTS | Comments |  | YES | YES | YES | YES | NO | [5 empty] | 123 | Text of User or designer comments

## Switch
| Switch | Version 1.0 | Attributes: | Editable:
| Primary Display Field: PGE Display Name | Date | Visible: | Required:
Web Primary Display Field: OPERATINGNUMBER
Number | Attribute | Alias | Description | Visible | Web-Visible | Editable | Allow NULL Values | Allow Mass Attribute Update | AU | Validation | Default | Example | Note | Sequence | Definition
| OPERATINGNUMBER | Operating Number |  | YES | YES | YES | NO | NO | [5 empty] | 1 | The operating number of the Device
| SUBTYPECD | Subtype |  | YES | YES | YES | NO | NO | [5 empty] | 2 | Values: OH Disconnect: OH Switch: UG Disconnect: Padmount Switch; Subsurface Switch; Scadamate Switch;
| SWITCHTYPE | Switch Type |  | YES | YES | YES | NO | NO | [5 empty] | 3 | A short desciption of the Switch Type (Overhead Disconnect; Subsurface Switch; Underground Disconnect)
| OPERATINGVOLTAGE | Operating Voltage |  | YES | YES | YES | NO | NO | [5 empty] | 4 | The operating voltage the voltage device is rated to carry
| CCRATING | CC Rating |  | YES | YES | YES | YES | NO | [5 empty] | 5 | The Cubic Capacity rating of the device.
| NUMBEROFPHASES | Number Of Phases |  | YES | YES | YES | NO | NO |  |  | 3 |  |  | 6 | The number of phases of the device ,etc.
| PHASEDESIGNATION | Phase Designation |  | YES | YES | YES | YES | NO | [5 empty] | 7 | A letter designating the phase of the device
| PHASINGVERIFIEDSTATUS | Verified Phasing Status |  | YES | YES | YES | YES | NO | [5 empty] | 8 | Domain values: Field Verified; Conversion Source; Estimated;Defaulted; Not Verified
| NORMALPOSITION | Normal Position |  | YES | YES | YES | YES | NO | [5 empty] | 9 | The normal position of the device (open/closed)
| NORMALPOSITION_A | Normal Position A |  | YES | YES | YES | NO | NO |  |  | Closed |  |  | 10 | The normal A position of the device (open/closed)
| NORMALPOSITION_B | Normal Position B |  | YES | YES | YES | NO | NO |  |  | Closed |  |  | 11 | The normal B position of the device (open/closed)
| NORMALPOSITION_C | Normal Position C |  | YES | YES | YES | NO | NO |  |  | Closed |  |  | 12 | The normal C position of the device (open/closed)
| SUPERVISORYCONTROL | Supervisory Control |  | YES | YES | YES | NO | NO | [5 empty] | 13 | Yes/No Indicator
| ATTACHMENTTYPE | Attachment Type |  | YES | YES | YES | NO | NO | [5 empty] | 14 | Values include 900A Underarm Side; 600A Underarm Side; Hooded Quick Breaks; Arcing Horns; Quick Breaks
| GEMSDISTMAPNUM | GEMS Distribution Map # |  | YES | YES | YES | YES | NO | [5 empty] | 15 | A unique number for GEMS Distribution Map.
| STATUS | Status |  | YES | YES | YES | NO | NO | [5 empty] | 16 | Coded Value Domain: Proposed - Install; Proposed - Change; Proposed - Remove; Proposed - Deactivated; In Service; Idle;
| SOURCESIDEDEVICEID | Source Side Device ID |  | YES | YES | YES | YES | NO | [5 empty] | 17 | Unique Identifier of the source side device.
| OBJECTID | Object ID |  | YES | YES | NO | NO | NO | [5 empty] | 18 | A unique Identification number for the object (Equipment, Device, etc.).
| INSTALLJOBPREFIX | Job Prefix |  | YES | YES | YES | YES | NO |  |  | PM |  |  | 19 | Coded Value Domain: PM; BWO; FIF; GM; SD; WO; etc.
| INSTALLJOBNUMBER | Job Number |  | YES | YES | YES | NO | NO | [5 empty] | 20 | The Job Number for the installation.
| INSTALLATIONTYPE | Installation Type |  | YES | YES | YES | NO | NO | [5 empty] | 21 | A short desciption of the Installation Type (Overhead/Padmounted)
| INSTALLJOBYEAR | Year Installed |  | YES | YES | YES | YES | NO | [5 empty] | 22 | The year the device was installed.
| INSTALLATIONDATE | Date Installed |  | YES | YES | YES | YES | NO | [5 empty] | 23 | Date Electric Device was installed
| GANGOPERATED | Gang Operated |  | YES | YES | YES | YES | NO |  |  | YES |  |  | 24 | Yes/No Indicator
| MANUFACTURER | Manufacturer |  | YES | YES | YES | YES | NO | [5 empty] | 25 | Coded Value Domains: Alcoa; AB Chance; Allis-Chalmers; Alcan
| YEARMANUFACTURED | Year Manufactured |  | YES | YES | YES | YES | NO | [5 empty] | 26 | Year Manufactured
| SERIALNUMBER | Serial Number |  | YES | YES | YES | YES | NO | [5 empty] | 27 | Serial Number of the Device
| CUSTOMEROWNED | Customer Owned |  | YES | YES | YES | YES | NO | [5 empty] | 28 | Text indicating if the equipment is Customer Owned (Yes or No)
| ANIMALGUARDTYPE | Animal Guards |  | YES | YES | YES | YES | NO | [5 empty] | 29 | Type of animal guard used. Domain Values: Animal Guards Installed: Bird Guards Installed; Both Guards Installed; No Guards Installed; Unspecified
| FAULTINDICATORYEARINST | Fault Indicator Year Installed |  | YES | YES | YES | YES | NO | [5 empty] | 30 | Year Fault Indicator was installed
| MATERIALCODE | Material Code |  | YES | YES | YES | YES | NO | [5 empty] | 31 | Not a domain. Values include 1883; 1989; 2184; etc.
| CLASS | Class |  | YES | YES | YES | YES | NO | [5 empty] | 32 | CLASS
| MANUALLYOPERATED | Manually Operated |  | YES | YES | YES | YES | NO | [5 empty] | 33 | Yes/No Indicator
| SECTIONALIZINGFEATURE | Sectionalizing Feature |  | YES | YES | YES | YES | NO | [5 empty] | 34 | Domain Values: Cut-out; Cut-In; None; NA
| FUSEIDC | Fuse Indicator |  | YES | YES | YES | YES | NO | [5 empty] | 35 | Yes/No Indicator
| AUTOTRANSFERIDC | Auto Transfer Indicator |  | YES | YES | YES | YES | NO | [5 empty] | 36 | Unique identifier for indicating an Auto Transfers. Yes/No Indicator.
| TIESWITCHIDC | Tie Switch Indicator |  | YES | YES | YES | YES | NO | [5 empty] | 37 | Yes/No Indicator
| PCMINTOCT | PCMin To CT |  | YES | YES | YES | YES | NO | [5 empty] | 38 | Free Form Entry. Values inclued: NULL; 340; 480; 600; 720; 800
| GRDMINTOCT | GrdMin To CT |  | YES | YES | YES | YES | NO | [5 empty] | 39 | Free Form Entry. Values included: 100; 140; 180; 240; 600
| LOCKOUTOPS | Lockout Ops |  | YES | YES | YES | YES | NO | [5 empty] | 40 | Currently Not populated
| EXTERNALOPERATORCODE | External Operator Code |  | YES | YES | YES | YES | NO | [5 empty] | 41 | Values include: Motor Switch Operator; None; Stored Energy Operator;
| CALTRANSPERMITIDC | CalTrans Permit |  | YES | YES | YES | YES | NO | [5 empty] | 42 | A code that indicates that a Cal Trans Permit Exists. Yes/No Indicator.
| BUCKETTRUCKIDC | Bucket Truck |  | YES | YES | YES | YES | NO | [5 empty] | 43 | Yes/No Indicator
| VAULT | Vault |  | YES | YES | YES | YES | NO | [5 empty] | 44 | Database values include: l102S; WINSP, 105; 5c1; 6997; 105; 39; 7D2; 3B313; 4A241
| CIRCUITID | Circuit ID |  | YES | YES | NO | YES | NO | [5 empty] | 45 | Feeder Manager identifier assigned to feeders and devices that participate in a specific distribution circuit. Feeder Manager uses the FEEDERID model name in this field.
| CIRCUITID2 | Circuit ID 2 |  | YES | YES | NO | YES | NO | [5 empty] | 46 | Feeder Manager identifier assigned to feeders and devices that participate in a specific distribution circuit. Feeder Manager uses the FEEDERID model name in this field.
| SAPEQUIPID | SAP Equipment ID |  | YES | YES | YES | YES | NO | [5 empty] | 47 | A unique code for equipment records in SAP.
| CEDSADEVICEID | CEDSA Device ID |  | YES | YES | YES | YES | NO | [5 empty] | 48 | Unique identifier for a CEDSA Device.
| LOCALOFFICEID | Local Office ID |  | YES | YES | YES | YES | NO | [5 empty] | 49 | The identification number of the Local Office (Bakersfield - 66)
| LOCDESC | Address |  | YES | YES | YES | YES | NO | [5 empty] | 50 | Address of the device
| REGION | Service Area |  | YES | YES | YES | YES | NO | [5 empty] | 51 | Values include: Northern; Central Coast; Central Valley
| DIVISION | Division |  | YES | YES | YES | YES | NO | [5 empty] | 52 | DIVISION
| DISTRICT | District |  | YES | YES | YES | YES | NO | [5 empty] | 53 | DISTRICT (Values include: Solano; Kern; Fresno; Yosemite; Stanislaus; Delta; Mother Lode)
| CITY | City |  | YES | YES | YES | YES | NO | [5 empty] | 54 | CITY
| COUNTY | County |  | YES | YES | YES | YES | NO | [5 empty] | 55 | COUNTY
| ZIP | ZIP Code |  | YES | YES | YES | YES | NO | [5 empty] | 56 | ZIP
| LATITUDE | Latitude |  | YES | YES | YES | YES | NO | [5 empty] | 57 | Latitude coordinant
| LONGITUDE | Longitude |  | YES | YES | YES | YES | NO | [5 empty] | 58 | Longitude coordinant
| GEMSCIRCUITMAPNUM | GEMS Circuit Map # |  | YES | YES | YES | YES | NO | [5 empty] | 59 | A unique number for GEMS Circuit Map.
| GEMSOTHERMAPNUM | GEMS Other Map # |  | YES | YES | YES | YES | NO | [5 empty] | 60 | A unique number for GEMS Other Map.
| CREATIONUSER | Creation User |  | YES | YES | NO | YES | NO | [5 empty] | 61 | The LAN Identification of the person who initially created the record.
| DATECREATED | Date Created |  | YES | YES | NO | YES | NO | [5 empty] | 62 | The date the Record was created
| DATEMODIFIED | Date Modified |  | YES | YES | NO | YES | NO | [5 empty] | 63 | The last date the record was modified
| LASTUSER | Last User |  | YES | YES | NO | YES | NO | [5 empty] | 64 | The LAN Identification of the person who last modified the record.
| COMMENTS | Comments |  | YES | YES | YES | YES | NO | [5 empty] | 65 | Text of User or designer comments

## Support Structure
| Support Structure | Version 1.0 | Attributes: | Editable:
| Primary Display Field: OBJECTID | Date | Visible: | Required:
Web Primary Display Field: POLEUSE
Number | Attribute | Alias | Description | Visible | Web-Visible | Editable | Allow NULL Values | Allow Mass Attribute Update | AU | Validation | Default | Example | Note | Sequence | Definition
| POLETYPE | Pole Type |  | YES | YES | YES | YES | NO | [5 empty] | 1 | Coded Value Domain: Communication; Distribution; Streetlight; Transmission; Transmission with Distribution
| MATERIAL | Material |  | YES | YES | YES | NO | NO |  |  | Wood |  |  | 2 | Coded Value Domain: Concrete; Wood; Other; Unknown
| HEIGHT | Pole Height |  | YES | YES | YES | YES | NO | [5 empty] | 3 | Pole Height
| CLASS | Pole Class |  | YES | YES | YES | YES | NO | [5 empty] | 4 | Domain Values: I; II; III; IV; Unknown - Pole Class - Coded Value Domain: 1; 2; 3; 4; H1; H2; H3
| SPECIES | Species |  | YES | YES | YES | YES | NO | [5 empty] | 5 | Species of pole
| SAPEQUIPID | SAP Equipment ID |  | YES | YES | NO | YES | NO | [5 empty] | 6 | A unique code for equipment records in SAP.
| BARCODE | Bar Code |  | YES | YES | YES | YES | NO | [5 empty] | 7 | Barcode value on pole
| STATEREGAREA | State Regulation Area |  | YES | YES | YES | YES | NO | [5 empty] | 8 | Yes/No Indicator
| FOREIGNATTACHIDC | Foreign Attachment Indicator |  | YES | YES | YES | YES | NO | [5 empty] | 9 | Yes/No Indicator
| JP_DISTRICT | Joint Pole District |  | YES | YES | YES | YES | NO | [5 empty] | 10 | Joint Pole District
| JPNUMBER | Joint Pole Number |  | YES | YES | YES | YES | NO | [5 empty] | 11 | Joint Pole Number
| JPSEQUENCE | Joint Pole Sequence |  | YES | YES | YES | YES | NO | [5 empty] | 12 | Joint Pole Sequence
| JPAGREEMENTDATE | JP Agreement Date |  | YES | YES | YES | YES | NO | [5 empty] | 13 | Joint Pole Agreement date
| FOREIGNATTACHIDC | Foreign Attachment Indicator |  | YES | YES | YES | YES | NO | [5 empty] | 14 | Yes/No Indicator
| JP_DISTRICT | Joint Pole District |  | YES | YES | YES | YES | NO | [5 empty] | 15 | Joint Pole District
| JPNUMBER | Joint Pole Number |  | YES | YES | YES | YES | NO | [5 empty] | 16 | Joint Pole Number
| JPSEQUENCE | Joint Pole Sequence |  | YES | YES | YES | YES | NO | [5 empty] | 17 | Joint Pole Sequence
| JOINTCOUNT | Joint Count |  | YES | YES | YES | NO | NO |  |  | 1 |  |  | 18
| INSTALLJOBYEAR | Year Installed |  | YES | YES | YES | YES | NO | [5 empty] | 19 | The year the device was installed
| INSTALLATIONDATE | Date Installed |  | YES | YES | YES | YES | NO | [5 empty] | 20 | Date structure was installed.
| POLECOUNT | Pole Count |  | YES | YES | YES | YES | NO | [5 empty] | 21 | The number of poles
| SUBTYPECD | Subtype |  | YES | YES | YES | NO | NO | [5 empty] | 22 | Values: Pole: Electrolier; Tower; Guy Stub: Push Brace; Tree; Other Structure; Poloe Stub
| STATUS | Status |  | YES | YES | YES | NO | NO | [5 empty] | 23 | Coded Value Domain: Proposed - Install; Proposed - Change; Proposed - Remove; Proposed - Deactivated; In Service; Idle;
| POLEUSE | Pole Use |  | YES | YES | YES | NO | NO |  |  | Distribution |  |  | 24 | Need to update Domain Values
| VC_NUM | Vegetation Clearance Number |  | YES | YES | YES | YES | NO | [5 empty] | 25
| ORIGINALCIRCUMFERENCE | Original Circumference |  | YES | YES | YES | YES | NO | [5 empty] | 26
| CURRENTCIRCUMFERENCE | Current Circumference |  | YES | YES | YES | YES | NO | [5 empty] | 27
| ORIGINALTREATMENTTYPE | Original Treatment Type |  | YES | YES | YES | YES | NO | [5 empty] | 28 | Coded Value Domain: Butane; Cellon Gas, Ammoniacal Copper Zinc Arsenate
| EXISTINGREINFORCEMENT | Existing Reinforcement |  | YES | YES | YES | YES | NO | [5 empty] | 29
| POLETOPEXTIDC | Pole Top Extension Indicator |  | YES | YES | YES | YES | NO | [5 empty] | 30 | Yes/No Indicator
| GROUNDEDIDC | Grounded Indicator |  | YES | YES | YES | YES | NO | [5 empty] | 31 | Yes/No Indicator
| MANUFACTURER | Manufacturer |  | YES | YES | YES | YES | NO | [5 empty] | 32 | The name of the Manufacturer
| MANUFACTUREDYEAR | Manufactured Year |  | YES | YES | YES | YES | NO | [5 empty] | 33 | Year Manufactured
| OBJECTID | Object ID |  | YES | YES | NO | NO | NO | [5 empty] | 34 | A unique Identification number for the object (Equipment, Device, etc.).
| INSTALLJOBPREFIX | Job Prefix |  | YES | YES | YES | YES | NO |  |  | PM |  |  | 35 | Coded Value Domain: PM; BWO; FIF; GM; SD; WO; etc.
| INSTALLJOBNUMBER | Job Number |  | YES | YES | YES | NO | NO | [5 empty] | 36 | The Job Number for the installation.
| CUSTOMEROWNED | Customer Owned |  | YES | YES | YES | NO | NO |  |  | NO |  |  | 37 | text indicating if the equipment is Customer Owned (Yes or No).
| POLEUSE | Pole Use |  | YES | YES | YES | NO | NO |  |  | Distribution |  |  | 38 | Need to update Domain Values
| GPSSOURCE | GPS Source |  | YES | YES | YES | YES | NO | [5 empty] | 39
| CEDSAID | CEDSA ID |  | YES | YES | NO | YES | NO | [5 empty] | 40 | the legacy CEDSA ID from the old CEDSA database
| DISTMAP | Distribution Map |  | YES | YES | YES | YES | NO | [5 empty] | 41 | A unique number for Maps.
| OTHERMAP | Other Map |  | YES | YES | YES | YES | NO | [5 empty] | 42 | A unique number for Other Map.
| GPSLONGITUDE | Latitude |  | YES | YES | YES | YES | NO | [5 empty] | 43 | GPS Longitude number
| GPSLATITUDE | Longitude |  | YES | YES | YES | YES | NO | [5 empty] | 44 | GPS Latitude number
| LOCDESC1 | Location Description 1 |  | YES | YES | YES | YES | NO | [5 empty] | 45 | Address of the device
| LOCDESC2 | Location Description 2 |  | YES | YES | YES | YES | NO | [5 empty] | 46 | Second Address of the device
| LOCDESC3 | Location Description 3 |  | YES | YES | YES | YES | NO | [5 empty] | 47 | Third Address of the device
| ACCESSINFO | Access Info |  | YES | YES | YES | YES | NO | [5 empty] | 48 | Coded Value Domains: Unrestricted Access; Readily Accessible; Not Readily Accessible; Uncollectible - First Attempt; Customer - Refusal; Customer - Hostile; Agricultural - Dense crop planting; Terrain - Access by foot only; Weather - No winter access due to snow and ice
| FUNCTIONALLOCATIONID | Functional Location ID |  | YES | YES | NO | YES | NO | [5 empty] | 49
| LOCALOFFICEID | Local Office ID |  | YES | YES | YES | YES | NO | [5 empty] | 50 | The identification number of the Local Office (Bakersfield - 66)
| MAPOFFICE | Map Office |  | YES | YES | YES | YES | NO | [5 empty] | 51
| REGION | Service Area |  | YES | YES | YES | YES | NO | [5 empty] | 52 | REGION
| DIVISION | Division |  | YES | YES | YES | YES | NO | [5 empty] | 53 | DIVISION
| DISTRICT | District |  | YES | YES | YES | YES | NO | [5 empty] | 54 | DISTRICT (Values include: Solano; Kern; Fresno; Yosemite; Stanislaus; Delta; Mother Lode)
| CITY | City |  | YES | YES | YES | YES | NO | [5 empty] | 55 | CITY
| COUNTY | County |  | YES | YES | YES | YES | NO | [5 empty] | 56 | COUNTY
| ZIP | ZIP Code |  | YES | YES | YES | YES | NO | [5 empty] | 57 | ZIP
| CREATIONUSER | Creation User |  | YES | YES | NO | YES | NO | [5 empty] | 58 | The LAN Identification of the person who initially created the record.
| DATECREATED | Date Created |  | YES | YES | NO | YES | NO | [5 empty] | 59 | The date the Record was created
| DATEMODIFIED | Date Modified |  | YES | YES | NO | YES | NO | [5 empty] | 60 | The last date the record was modified
| LASTUSER | Last User |  | YES | YES | NO | YES | NO | [5 empty] | 61 | The LAN Identification of the User that last changed the records
| COMMENTS | Comments |  | YES | YES | YES | YES | NO | [5 empty] | 62 | Text of User or designer comments

## Subsurface Structure
| Subsurface Structure | Version 1.0 | Attributes: | Editable:
| Primary Display Field: OBJECTID | Date | Visible: | Required:
Web Primary Display Field: STRUCTURETYPE
Number | Attribute | Alias | Description | Visible | Web-Visible | Editable | Allow NULL Values | Allow Mass Attribute Update | AU | Validation | Default | Example | Note | Sequence | Definition
| SUBTYPECD | Subtype |  | YES | YES | YES | NO | NO | [5 empty] | 1 | Streetlight Box; Vault; Duct Junction; Secondary Enclosure; Primary Enclosure; Primary and Secondary Enclosure
| STRUCTURETYPE | Structure Type |  | YES | YES | YES | YES | NO | [5 empty] | 2 | Coded Value Domain: 200-Amp Equipment; 200-Amp Splice; 200-Amp Transformer; 600-Amp Equpment; etc
| STRUCTURESIZE | Structure Size |  | YES | YES | YES | YES | NO | [5 empty] | 3 | Coded Value Domain: 3'0"x5'0"x3'6"; 4'6"x8'6"x6'0"; 4'6"x8'6"x7'6"
| STRUCTURENUMBER | Structure Number |  | YES | YES | YES | YES | NO | [5 empty] | 4
| COVERTYPE | Cover Type |  | YES | YES | YES | YES | NO | [5 empty] | 5 | Coded Value Domain: Aluminum - Incidental; Concrete - Heavy Full Traffic; Quick Release - Incidental; Other; Unknown
| MATERIAL | Material |  | YES | YES | YES | YES | NO | [5 empty] | 6 | Coded Value Domain: Concrete; Wood; Other; Unknown
| MHCOVERSIZE | Manhole Cover Size |  | YES | YES | YES | YES | NO | [5 empty] | 7
| MHCOVERTYPE | Manhole Cover Type |  | YES | YES | YES | YES | NO | [5 empty] | 8 | indicates the manhole cover type
| STATUS | Status |  | YES | YES | YES | NO | NO | [5 empty] | 9 | The status of the device (In-service, etc.)
| ACCESSINFO | Access Info |  | YES | YES | YES | YES | NO | [5 empty] | 10 | Coded Value Domains: Unrestricted Access; Readily Accessible; Not Readily Accessible; Uncollectible - First Attempt; Customer - Refusal; Customer - Hostile; Agricultural - Dense crop planting; Terrain - Access by foot only; Weather - No winter access due to snow and ice
| LADDER | Ladder |  | YES | YES | YES | YES | NO | [5 empty] | 11 | Yes/No Indicator
| LIGHT | Light |  | YES | YES | YES | YES | NO | [5 empty] | 12 | Yes/No Indicator
| CUSTOMEROWNED | Customer Owned |  | YES | YES | YES | YES | NO | [5 empty] | 13 | text indicating if the equipment is Customer Owned (Yes or No).
| URBANRURALCODE | Urban Rural Indicator |  | YES | YES | YES | YES | NO | [5 empty] | 14 | Coded Value Domain: Urban and Rural
| OBJECTID | Object ID |  | YES | YES | NO | NO | NO | [5 empty] | 15 | A unique Identification number for the object (Equipment, Device, etc.).
| INSTALLJOBPREFIX | Job Prefix |  | YES | YES | YES | YES | NO |  |  | PM |  |  | 16 | Coded Value Domain: PM; BWO; FIF; GM; SD; WO; etc.
| INSTALLJOBNUMBER | Job Number |  | YES | YES | YES | NO | NO | [5 empty] | 17 | The Job Number for the installation.
| INSTALLJOBYEAR | Year Installed |  | YES | YES | YES | YES | NO | [5 empty] | 18 | The year the device was installed
| INSTALLATIONDATE | Date Installed |  | YES | YES | YES | YES | NO | [5 empty] | 19 | Date structure was installed.
| SOURCEACCURACY | Source Accuracy |  | YES | YES | YES | YES | NO | [5 empty] | 20
| SAPEQUIPID | SAP Equipment ID |  | YES | YES | YES | YES | NO | [5 empty] | 21 | A unique code for equipment records in SAP.
| LOCDESC1 | Location Description 1 |  | YES | YES | YES | YES | NO | [5 empty] | 22 | Address of the device
| LOCDESC2 | Location Description 2 |  | YES | YES | YES | YES | NO | [5 empty] | 23 | Second Address of the device
| GPSLONGITUDE | Latitude |  | YES | YES | YES | YES | NO | [5 empty] | 24 | GPS Longitude number
| GPSLATITUDE | Longitude |  | YES | YES | YES | YES | NO | [5 empty] | 25 | GPS Latitude number
| GPSSOURCE | GPS Source |  | YES | YES | YES | YES | NO | [5 empty] | 26
| DISTMAP | Distribution Map |  | YES | YES | YES | YES | NO | [5 empty] | 27 | A unique number for Distribution Maps.
| OTHERMAP | Other Map |  | YES | YES | YES | YES | NO | [5 empty] | 28 | A unique number for Other Map.
| MAPOFFICE | Map Office |  | YES | YES | YES | YES | NO | [5 empty] | 29
| LOCALOFFICEID | Local Office ID |  | YES | YES | YES | YES | NO | [5 empty] | 30 | The identification number of the Local Office (Bakersfield - 66)
| REGION | Service Area |  | YES | YES | YES | YES | NO | [5 empty] | 31 | REGION
| DIVISION | Division |  | YES | YES | YES | YES | NO | [5 empty] | 32 | DIVISION
| DISTRICT | District |  | YES | YES | YES | YES | NO | [5 empty] | 33 | DISTRICT (Values include: Solano; Kern; Fresno; Yosemite; Stanislaus; Delta; Mother Lode)
| CITY | City |  | YES | YES | YES | YES | NO | [5 empty] | 34 | CITY
| COUNTY | County |  | YES | YES | YES | YES | NO | [5 empty] | 35 | COUNTY
| ZIP | ZIP Code |  | YES | YES | YES | YES | NO | [5 empty] | 36 | ZIP
| CREATIONUSER | Creation User |  | YES | YES | NO | YES | NO | [5 empty] | 37 | The LAN Identification of the person who initially created the record.
| DATECREATED | Date Created |  | YES | YES | NO | YES | NO | [5 empty] | 38 | The date the Record was created
| DATEMODIFIED | Date Modified |  | YES | YES | NO | YES | NO | [5 empty] | 39 | The last date the record was modified
| LASTUSER | Last User |  | YES | YES | NO | YES | NO | [5 empty] | 40 | The LAN Identification of the User that last changed the records
| COMMENTS | Comments |  | YES | YES | YES | YES | NO | [5 empty] | 41 | Text of User or designer comments

## Voltage Regulator
| Voltage Regulator | Version 1.0 | Attributes: | Editable:
| Primary Display Field: PGE Display Name | Date | Visible: | Required:
Web Primary Display Field: OPERATINGNUMBER
Number | Attribute | Alias | Description | Visible | Web-Visible | Editable | Allow NULL Values | Allow Mass Attribute Update | AU | Validation | Default | Example | Note | Sequence | Definition
| OPERATINGNUMBER | Operating Number |  | YES | YES | YES | NO | NO | [5 empty] | 1 | The operating number of the Device
| SUBTYPECD | Subtype |  | YES | YES | YES | NO | NO | [5 empty] | 2 | Values: Overhead Regulator; Pad Mounted Regulator; Booster.
| OBJECTID | Object ID |  | YES | YES | NO | NO | NO | [5 empty] | 3 | A unique Identification number for the object (Equipment, Device, etc.).
| INSTALLATIONTYPE | Installation Type |  | YES | YES | YES | NO | NO |  |  | Overhead |  |  | 4 | A short desciption of the Installation Type (Overhead/Padmounted)
| OPERATINGVOLTAGE | Operating Voltage |  | YES | YES | YES | NO | NO | [5 empty] | 5 | The operating voltage the voltage device is rated to carry.
| INSTALLJOBPREFIX | Job Prefix |  | YES | YES | YES | YES | NO |  |  | PM |  |  | 6 | Coded Value Domain: PM; BWO; FIF; GM; SD; WO; etc.
| INSTALLJOBNUMBER | Job Number |  | YES | YES | YES | NO | NO | [5 empty] | 7 | The Job Number for the installation.
| INSTALLJOBYEAR | Year Installed |  | YES | YES | YES | YES | NO | [5 empty] | 8 | The year the device was installed.
| INSTALLATIONDATE | Date Installed |  | YES | YES | YES | YES | NO | [5 empty] | 9 | Date Electric Device was installed.
| LOCALOFFICEID | Local Office ID |  | YES | YES | YES | YES | NO | [5 empty] | 10 | The identification number of the Local Office (Bakersfield - 66)
| SOURCESIDEDEVICEID | Source Side Device ID |  | YES | YES | YES | YES | NO | [5 empty] | 11 | A unique code designated for a Source Side Device
| STATUS | Status |  | YES | YES | YES | NO | NO | [5 empty] | 12 | The status of the device (In-service, etc.)
| NUMBEROFPHASES | Number Of Phases |  | YES | YES | YES | YES | NO |  |  | 3 |  |  | 13 | The number of phases of the device ,etc.
| PHASEDESIGNATION | Phase Designation |  | YES | YES | YES | YES | NO |  |  | ABC |  |  | 14 | A letter designating the phase of the device
| PHASINGVERIFIEDSTATUS | Verified Phasing Status |  | YES | YES | YES | YES | NO | [5 empty] | 15 | Domain values: Field Verified; Conversion Source; Estimated;Defaulted; Not Verified
| NUMBEROFSTEPS | Number Of Steps |  | YES | YES | YES | YES | NO | [5 empty] | 16 | The number or Step Phases.
| RATEDKVA | Rated KVA |  | YES | YES | YES | NO | NO |  |  | 138 |  |  | 17 | The sum of the rated kVA of its related units.
| RATEDAMPS | Rated Amps |  | YES | YES | YES | NO | NO |  |  | 100 |  |  | 18 | The sum of the rated kVA of its related units.
| CONTROLBASEVOLTAGESETTING | Control Base Voltage Setting |  | YES | YES | YES | YES | NO | [5 empty] | 19 | this is a setting for the voltage regulator control. This field will be redundant as it in the settings database.
| UNITCOUNT | Unit Count |  | YES | YES | YES | NO | NO | [5 empty] | 20 | The sum of the Voltage Regulator Units that make up the bank.
| POTENTIAL | Potential Direction |  | YES | YES | YES | NO | NO | [5 empty] | 21 | Domain values: Single Left Potential; Single Right Potential; Double Potential; Unknown; NA
| AUTOMANUAL | Auto Manual |  | YES | YES | YES | NO | NO | [5 empty] | 22 | Identifier for indicating either Manual or Automatic
| SWITCHPOSITION | Switch Position |  | YES | YES | YES | YES | NO | [5 empty] | 23 | Values include Automatic; Manual; and Not Applicable
| BYPASSSWITCH | Bypass Switch |  | YES | YES | YES | YES | NO | [5 empty] | 24 | Code indicating presence of bypass switch on CircuitBreaker; domain values are Yes or No
| BYPASSPOSITION | Bypass Position |  | YES | YES | YES | YES | NO | [5 empty] | 25 | Code indicating the position of bypass switch; domain values are Open or Closed.
| SUPERVISORYCONTROLIDC | SCADA Indicator |  | YES | YES | YES | YES | NO | [5 empty] | 26 | Yes/No Indicator
| GEMSDISTMAPNUM | GEMS Distribution Map # |  | YES | YES | YES | YES | NO | [5 empty] | 27 | A unique number for GEMS Distribution Map
| ANIMALGUARDTYPE | Animal Guards |  | YES | YES | YES | YES | NO |  |  | Both Guards Installed |  |  | 28 | Type of animal guard used. Domain Values: Animal Guards Installed: Bird Guards Installed; Both Guards Installed; No Guards Installed; Unspecified
| CUSTOMEROWNED | Customer Owned |  | YES | YES | YES | YES | NO |  |  | NO |  |  | 29 | Text indicating if the equipment is Customer Owned (Yes or No)
| HIGHSIDECONFIGURATION | High Side Configuration |  | YES | YES | YES | YES | NO |  |  | Open Delta |  |  | 30 | Device high side connection configuration Domain Values: Closed Delta; Open Delta; Wpen Wye; Single Phase; Wye, Neu(Gr); Wye, No(Gr);
| HIGHSIDEPROTECTION | High Side Protection |  | YES | YES | YES | YES | NO | [5 empty] | 31 | Domain Values: Current Limiting Fuse with Lightning Arrestor; Energy Limiting Fuse; Energy Fuse with Lightning Arrestor; Fault Tamer; Fault Tamer with Lightning Arrestor; Lightning Arrestor; Liquid Fuse with Lightning Arrestor; Self Protected; Self Protected with Lightning Arrestor
| REVERSEPOWERFLOW | Reverse Power Flow |  | YES | YES | YES | YES | NO |  |  | NO |  |  | 32 | Yes/No Indicator
| AUTOBOOSTER | Auto Booster |  | YES | YES | YES | YES | NO |  |  | NO |  |  | 33 | Yes/No Indicator. if yes, this indicates the device is an autobooster.
| BOOSTPERCENT | Boost Percent |  | YES | YES | YES | YES | NO | [5 empty] | 34 | Code indicating tap setting for increase in capacity achieved by raising the maximum voltage level; domain values include 4 Percent, 6 Percent, etc.
| SEASONOFF | Season Off |  | YES | YES | YES | YES | NO |  |  | Neither |  |  | 35 | Domain Values: Summer; Winter; Both; Neither
| EMERGENCYONLY | Emergency Only |  | YES | YES | YES | YES | NO |  |  | NO |  |  | 36 | Yes/No Indicator
| COASTALIDC | Coastal Indicator |  | YES | YES | YES | YES | NO | [5 empty] | 37 | Yes/No Indicator
| BUCKPERCENT | Buck Percent |  | YES | YES | YES | YES | NO | [5 empty] | 38 | Code indicating tap setting for increase in capacity achieved by lowering the minimum voltage level; domain values include 4 Percent, 6 Percent, etc.
| ONLINESTATUS | Online Status |  | YES | YES | YES | YES | NO | [5 empty] | 39 | The online status of the device (On-line, off-line).
| VAULT | Vault |  | YES | YES | YES | YES | NO | [5 empty] | 40 | Database values include: l102S; WINSP, 105; 5c1; 6997; 105; 39; 7D2; 3B313; 4A241
| PLATFORMMOUNTEDIDC | Platform Mounted Indicator |  | YES | YES | YES | YES | NO | [5 empty] | 41 | Yes/No Indicator
| BUCKETTRUCKIDC | Bucket Truck |  | YES | YES | YES | YES | NO | [5 empty] | 42 | Yes/No Indicator
| CALTRANSPERMITIDC | CalTrans Permit |  | YES | YES | YES | YES | NO | [5 empty] | 43 | A code that indicates that a Cal Trans Permit Exists. Yes/No Indicator..
| CIRCUITID | Circuit ID |  | YES | YES | NO | YES | NO | [5 empty] | 44 | Feeder Manager identifier assigned to feeders and devices that participate in a specific distribution circuit. Feeder Manager uses the FEEDERID model name in this field.
| CIRCUITID2 | Circuit ID 2 |  | YES | YES | NO | YES | NO | [5 empty] | 45 | Feeder Manager identifier assigned if device is supplied by second feeder. Feeder Manager uses the FEEDERID2 model name in this field.
| GEMSCIRCUITMAPNUM | GEMS Circuit Map # |  | YES | YES | YES | YES | NO | [5 empty] | 46 | A unique number for GEMS Circuit Map
| GEMSOTHERMAPNUM | GEMS Other Map # |  | YES | YES | YES | YES | NO | [5 empty] | 47 | A unique number for GEMS Other Map
| LOCDESC | Address |  | YES | YES | YES | YES | NO | [5 empty] | 48 | Address of the device
| REGION | Service Area |  | YES | YES | YES | YES | NO | [5 empty] | 49 | Values include: Northern; Central Coast; Central Valley
| DIVISION | Division |  | YES | YES | YES | YES | NO | [5 empty] | 50 | Values include: Stockton; Yosemite; Fresno; Kern
| DISTRICT | District |  | YES | YES | YES | YES | NO | [5 empty] | 51 | Values include: Solano; Kern; Fresno; Yosemite; Stanislaus; Delta; Mother Lode
| CITY | City |  | YES | YES | YES | YES | NO | [5 empty] | 52 | CITY
| COUNTY | County |  | YES | YES | YES | YES | NO | [5 empty] | 53 | COUNTY
| ZIP | ZIP Code |  | YES | YES | YES | YES | NO | [5 empty] | 54 | ZIP
| LONGITUDE | Longitude |  | YES | YES | YES | YES | NO | [5 empty] | 55 | LONGITUDE
| LATITUDE | Latitude |  | YES | YES | YES | YES | NO | [5 empty] | 56 | LATITUDE
| CREATIONUSER | Creation User |  | YES | YES | NO | YES | NO | [5 empty] | 57 | An identification number associated with a DMS Circuit ID
| DATECREATED | Date Created |  | YES | YES | NO | YES | NO | [5 empty] | 58 | The date the Record was created
| DATEMODIFIED | Date Modified |  | YES | YES | NO | YES | NO | [5 empty] | 59 | The last date the record was modified
| LASTUSER | Last User |  | YES | YES | NO | YES | NO | [5 empty] | 60 | The LAN Identification of the person who initially created the record.
| COMMENTS | Comments |  | YES | YES | YES | YES | NO | [5 empty] | 61 | Text of User or designer comments
Notes

## Transformer Device
Transformer Device |  | Version 1.0 | Attributes: | Editable:
Primary Display Field: OBJECTID |  | Date | Visible: | Required:
Web Primary Display Field: OBJECTID
Number | Attribute | Alias | Description | Visible | Web-Visible | Editable | Allow NULL Values | Allow Mass Attribute Update | AU | Validation | Default | Example | Note | Sequence | Definition
| OBJECTID | Object ID |  | YES | NO | NO | NO | NO
| SUBTYPECD | Subtype |  | YES | YES | YES | NO | NO | [5 empty] | 1
| OPERATINGNUMBER | Operating Number |  | YES | YES | YES | NO | NO | [5 empty] | 2
| STATUS | Status |  | YES | YES | YES | YES | NO | [5 empty] | 3
| CIRCUITID | Circuit ID |  | YES | YES | YES | YES | NO | [5 empty] | 4
| INSTALLJOBNUMBER | Job Number |  | YES | YES | YES | NO | NO | [5 empty] | 5
| INSTALLJOBPREFIX | Job Prefix |  | YES | YES | YES | YES | NO | [5 empty] | 6
| INSTALLJOBYEAR | Job Year |  | YES | YES | YES | YES | NO | [5 empty] | 7
| INSTALLATIONDATE | Installation Date |  | YES | YES | YES | YES | NO | [5 empty] | 8
| RETIREDATE | Retire Date |  | YES | NO | YES | YES | NO
| DESCRIPTION | Description |  | YES | YES | YES | YES | NO | [5 empty] | 9
| STREET | Street |  | YES | YES | YES | YES | NO | [5 empty] | 10
| CITY | City |  | YES | YES | YES | YES | NO | [5 empty] | 11
| COUNTY | County |  | YES | YES | YES | YES | NO | [5 empty] | 12
| ZIP | Zip |  | YES | YES | YES | YES | NO | [5 empty] | 13
| COMMENTS | Comments |  | YES | YES | YES | YES | NO | [5 empty] | 14
| INSULATINGFLUIDTYPE | Insulating Fluid Type |  | YES | YES | YES | YES | NO | [5 empty] | 15
| MANUFACTURER | Manufacturer |  | YES | YES | YES | YES | NO | [5 empty] | 16
| MANUFACTURERSERIAL | Serial Number |  | YES | YES | YES | YES | NO | [5 empty] | 17
| INSTALLCODE | Install Code |  | YES | YES | YES | YES | NO | [5 empty] | 18
| NETWORKGROUPNUMBER | Network Group Number |  | YES | YES | YES | YES | NO | [5 empty] | 19
| VAULTNUMBER | Vault Number |  | YES | YES | YES | YES | NO | [5 empty] | 20
| LATITUDE | Latitude |  | YES | YES | YES | YES | NO | [5 empty] | 21
| LONGITUDE | Longitude |  | YES | YES | YES | YES | NO | [5 empty] | 22
| GEMSDISTMAPNUM | MET Dist Map Number |  | YES | YES | YES | YES | NO | [5 empty] | 23
| GEMSCIRCUITMAPNUM | MET Circuit Map Number |  | YES | NO | YES | YES | NO
| UGMAPNUM | MET UG Map Number |  | YES | NO | YES | YES | NO
| INSULATINGMEDIUMQTY | Insulating Medium Quaintly |  | YES | NO | YES | YES | NO
| CONSTRUCTIONTYPE | Construction Type |  | YES | YES | YES | YES | NO | [5 empty] | 24
| GROUNDSWITCHTYPE | Ground Switch Type |  | YES | YES | YES | YES | NO | [5 empty] | 25
| MATERIALCODE | Material Code |  | YES | YES | YES | YES | NO | [5 empty] | 26
| GEMSOTHERMAPNUM | MET Other Map Number |  | YES | NO | YES | YES | NO
| CREATIONUSER | Creation User |  | YES | NO | NO | YES | NO
| DATECREATED | Date Created |  | YES | YES | NO | YES | NO | [5 empty] | 27
| DATEMODIFIED | Date Modified |  | YES | YES | NO | YES | NO | [5 empty] | 28
| LASTUSER | Last User |  | YES | NO | NO | YES | NO
| CONVERSIONID | Conversion ID |  | YES | NO | YES | YES | NO
| CONVERSIONWORKPACKAGE | Conversion Work Package |  | YES | NO | YES | YES | NO
| SAPEQUIPID | SAP Equipment ID |  | YES | YES | YES | YES | NO | [5 empty] | 29
| TRANSFORMERGUID | Transformer GUID |  | YES | NO | NO | YES | NO
| TEMPEQUIPID | Temp Equipment ID |  | YES | NO | YES | YES | NO
| GLOBALID | Global ID |  | YES | NO | NO | NO | NO
Notes

## Transformer Load
Transformer Load |  | Version 1.0 | Attributes: | Editable:
Primary Display Field: OBJECTID |  | Date | Visible: | Required:
Web Primary Display Field: OBJECTID
Number | Attribute | Alias | Description | Visible | Web-Visible | Editable | Allow NULL Values | Allow Mass Attribute Update | AU | Validation | Default | Example | Note | Sequence | Definition
| OBJECTID | Object ID |  | YES | NO | NO | NO | NO
| LOADYEAR | Load Year |  | YES | YES | YES | YES | NO | [5 empty] | 1
| PHASEDESIGNATION | Phase Designation |  | YES | YES | YES | YES | NO | [5 empty] | 2
| SUMMERLOADSTATUS | Summer Load Status |  | YES | YES | YES | YES | NO | [5 empty] | 3
| WINTERLOADSTATUS | Winter Load Status |  | YES | YES | YES | YES | NO | [5 empty] | 4
| MAXLOADPERCENT | Max Load Percent |  | YES | YES | YES | YES | NO | [5 empty] | 5
| SUMMERLOAD | Summer Load |  | YES | YES | YES | YES | NO | [5 empty] | 6
| WINTERLOAD | Winter Load |  | YES | YES | YES | YES | NO | [5 empty] | 7
| PHASE3PCT | 3 Phase % |  | YES | YES | YES | YES | NO | [5 empty] | 8
| SUMMERKVA | Summer KVA |  | YES | YES | YES | YES | NO | [5 empty] | 9
| WINTERKVA | Winter KVA |  | YES | YES | YES | YES | NO | [5 empty] | 10
| SUMMERPEAKMO | Summer Peak Month |  | YES | YES | YES | YES | NO | [5 empty] | 11
| WINTERPEAKMO | Winter Peak Month |  | YES | YES | YES | YES | NO | [5 empty] | 12
| WINTERPCT | Winter Percent |  | YES | YES | YES | YES | NO | [5 empty] | 13
| SUMMERPCT | Summer Percent |  | YES | YES | YES | YES | NO | [5 empty] | 14
| WINTERLF | Winter LF |  | YES | YES | YES | YES | NO | [5 empty] | 15
| SUMMERLF | Summer LF |  | YES | YES | YES | YES | NO | [5 empty] | 16
| CREATIONUSER | Creation User |  | YES | NO | NO | YES | NO
| DATECREATED | Date Created |  | YES | YES | NO | YES | NO | [5 empty] | 17
| DATEMODIFIED | Date Modified |  | YES | YES | NO | YES | NO | [5 empty] | 18
| LASTUSER | Last User |  | YES | NO | NO | YES | NO
| CONVERSIONID | Conversion ID |  | YES | NO | YES | YES | NO
| CONVERSIONWORKPACKAGE | Conversion Work Package |  | YES | NO | YES | YES | NO
| TRANSFORMERGUID | Transformer GUID |  | YES | NO | YES | YES | NO
| TRANSFORMERCONVID | Transformer ConvID |  | YES | NO | YES | YES | NO
| GLOBALID | Global ID |  | YES | NO | NO | NO | NO
Notes

## Transformer Unit
Transformer Unit |  | Version 1.0 | Attributes: | Editable:
Primary Display Field: OBJECTID |  | Date | Visible: | Required:
Web Primary Display Field: BANKCODE
Number | Attribute | Alias | Description | Visible | Web-Visible | Editable | Allow NULL Values | Allow Mass Attribute Update | AU | Validation | Default | Example | Note | Sequence | Definition
| OBJECTID | Object ID |  | YES | NO | NO | NO | NO
| SUBTYPECD | Subtype |  | YES | YES | YES | NO | NO | [5 empty] | 1
| INSTALLJOBNUMBER | Job Number |  | YES | YES | YES | NO | NO | [5 empty] | 2
| INSTALLJOBPREFIX | Job Prefix |  | YES | YES | YES | YES | NO | [5 empty] | 3
| INSTALLJOBYEAR | Job Year |  | YES | YES | YES | YES | NO | [5 empty] | 4
| STATUS | Status |  | YES | YES | YES | NO | NO | [5 empty] | 5
| INSTALLATIONDATE | Installation Date |  | YES | NO | YES | YES | NO
| RETIREDATE | Retire Date |  | YES | NO | YES | YES | NO
| PHASEDESIGNATION | Phase Designation |  | YES | YES | YES | YES | NO | [5 empty] | 6
| NUMBEROFPHASES | Number Of Phases |  | YES | YES | YES | YES | NO | [5 empty] | 7
| RATEDKVA | Rated KVA |  | YES | YES | YES | NO | NO |  |  | 25 |  |  | 8
| UNITID | Unit ID |  | YES | NO | YES | YES | NO
| TRANSFORMERTYPE | Transformer Type |  | YES | YES | YES | NO | NO | [5 empty] | 9
| SUPERVISORYCONTROL | Supervisory Control |  | YES | NO | YES | YES | NO
| MANUFACTURER | Manufacturer |  | YES | YES | YES | NO | NO | [5 empty] | 10
| YEARMANUFACTURED | Year Manufacturer |  | YES | YES | YES | YES | NO | [5 empty] | 11
| SERIALNUMBER | Serial Number |  | YES | YES | YES | YES | NO | [5 empty] | 12
| MATERIALCODE | Material Code |  | YES | YES | YES | YES | NO | [5 empty] | 13
| BANKCODE | Bank Code |  | YES | NO | YES | YES | NO
| BUCKETTRUCKIDC | Bucket Truck Idc |  | YES | NO | YES | YES | NO
| CALTRANSPERMITIDC | Caltrans Permit Idc |  | YES | NO | YES | YES | NO
| ZHPCTIMP | ZH % Imp |  | YES | NO | YES | YES | NO
| SHORTDESC | Short Description |  | YES | YES | YES | YES | NO | [5 empty] | 14
| LONGDESC | Long Description |  | YES | YES | YES | YES | NO | [5 empty] | 15
| CEDSADEVICEID | CEDSA Device ID |  | YES | NO | YES | YES | NO
| SAPEQUIPID | SAP Equipment ID |  | YES | YES | YES | YES | NO | [5 empty] | 16
| CREATIONUSER | Creation User |  | YES | NO | NO | YES | NO
| DATECREATED | Date Created |  | YES | NO | NO | YES | NO
| DATEMODIFIED | Date Modified |  | YES | NO | NO | YES | NO
| LASTUSER | Last User |  | YES | NO | NO | YES | NO
| CEDSATRANSFORMERID | CEDSA Transformer ID |  | YES | NO | YES | YES | NO
| TEMPEQUIPID | Temp Equipment ID |  | YES | NO | YES | YES | NO
| TRANSFORMERCONVID | Transformer ConvID |  | YES | NO | YES | YES | NO
| CONVERSIONWORKPACKAGE | Conversion Work Package |  | YES | NO | YES | YES | NO
| CONVERSIONID | Conversion ID |  | YES | NO | YES | YES | NO
| TRANSFORMERGUID | Transformer GUID |  | YES | NO | YES | YES | NO
| GLOBALID | Global ID |  | YES | NO | NO | NO | NO
Notes

## Transformer - Dist OH
| Transformer - Dist OH | Version 1.0 | Attributes: | Editable:
| Primary Display Field: PGE Display Name | Date | Visible: | Required:
Web Primary Display Field: CGC12
Number | Attribute | Alias | Description | Visible | Web-Visible | Editable | Allow NULL Values | Allow Mass Attribute Update | AU | Validation | Default | Example | Note | Sequence | Definition
| OPERATINGNUMBER | Operating Number |  | YES | YES | YES | YES | NO |  |  |  |  | Operating Number is NOT required for the following subtypes: Equipment , Distribution Overhead, Streetlight, Secondary. | 1
| OBJECTID | Object ID |  | YES | YES | NO | NO | NO | [5 empty] | 2
| SUBTYPECD | Subtype |  | YES | YES | YES | NO | NO | [5 empty] | 3
| STATUS | Status |  | YES | YES | YES | NO | NO | [5 empty] | 4
| LOCALOFFICEID | Local Office ID |  | YES | YES | YES | YES | NO | [5 empty] | 5
| INSTALLJOBPREFIX | Job Prefix |  | YES | YES | YES | YES | NO |  |  | PM |  |  | 6
| INSTALLJOBNUMBER | Job Number |  | YES | YES | YES | NO | NO | [5 empty] | 7
| NUMBEROFPHASES | Number Of Phases |  | YES | YES | YES | NO | NO | [5 empty] | 8
| OPERATINGVOLTAGE | Operating Voltage |  | YES | YES | YES | NO | NO | [5 empty] | 9
| LOWSIDEVOLTAGE | Low Side Voltage |  | YES | YES | YES | NO | NO | [5 empty] | 10
| UNITCOUNT | Unit Count |  | YES | YES | YES | NO | NO | [5 empty] | 11
| CGC12 | CGC Number |  | YES | YES | YES | NO | NO | [5 empty] | 12
| SUBWAYIDC | Subway Transformer Indicator |  | YES | YES | YES | NO | NO |  |  | NO |  |  | 13
| INTERRUPTERIDC | Interrupter Indicator |  | YES | NO | YES | NO | NO |  |  | NO
| AUTOIDC | Auto Transformer Indicator |  | YES | NO | YES | NO | NO |  |  | NO
| SPOTIDC | Spot IDC |  | NO | NO | YES | YES | NO |  |  | NO
| INSTALLATIONTYPE | Installation Type |  | YES | NO | YES | YES | NO
| PHASEDESIGNATION | Phase Designation |  | YES | YES | YES | YES | NO | [5 empty] | 14
| PHASINGVERIFIEDSTATUS | Verified Phasing Status |  | YES | YES | YES | YES | NO | [5 empty] | 15
| ANIMALGUARDTYPE | Animal Guards |  | YES | YES | YES | YES | NO | [5 empty] | 16
| LIVEFRONTIDC | Live Front Indicator |  | YES | NO | YES | YES | NO
| LOADBREAK | Load Break |  | YES | NO | YES | YES | NO
| COASTALIDC | Coastal Indicator |  | YES | YES | YES | YES | NO | [5 empty] | 17
| CLIMATEZONE | Climate Zone |  | YES | YES | YES | YES | NO | [5 empty] | 18
| SUBMERSIBLEIDC | Submersible Indicator |  | YES | NO | YES | YES | NO
| GROUNDEDIDC | Grounded Indicator |  | YES | YES | YES | YES | NO | [5 empty] | 19
| REGULATEDOUTPUTIDC | Regulated Output Indicator |  | YES | YES | YES | YES | NO | [5 empty] | 20
| STABILIZINGBANKIDC | Stabilizing Bank Indicator |  | YES | YES | YES | YES | NO | [5 empty] | 21
| DISTRIBUTEDGENERATIONIDC | Distributed Generation Indicator |  | YES | YES | YES | YES | NO | [5 empty] | 22
| CUSTOMEROWNED | Customer Owned |  | YES | YES | YES | YES | NO | [5 empty] | 23
| COMPLEXDEVICEIDC | Complex Device |  | YES | NO | YES | YES | NO
| SOURCESIDEDEVICEID | Source Side Device ID |  | YES | YES | YES | YES | NO | [5 empty] | 24
| VAULT | Vault |  | YES | NO | YES | YES | NO
| FIELDINVESTIGATIONCODE | Field Investigation Code |  | YES | YES | YES | YES | NO | [5 empty] | 25
| COMMENTS | Comments |  | YES | YES | YES | YES | NO | [5 empty] | 26
| LOCDESC | Address |  | YES | YES | YES | YES | NO | [5 empty] | 27
| INSTALLJOBYEAR | Year Installed |  | YES | YES | YES | YES | NO | [5 empty] | 28
| INSTALLATIONDATE | Date Installed |  | YES | NO | YES | YES | NO
| CIRCUITID | Circuit ID |  | YES | YES | NO | YES | NO | [5 empty] | 29
| CIRCUITID2 | Circuit ID 2 |  | YES | YES | NO | YES | NO | [5 empty] | 30
| DMSFEEDERID | DMS Circuit ID |  | YES | NO | YES | YES | NO
| CREATIONUSER | Creation User |  | YES | NO | NO | YES | NO
| DATECREATED | Date Created |  | YES | NO | NO | YES | NO
| DATEMODIFIED | Date Modified |  | YES | NO | NO | YES | NO
| LASTUSER | Last User |  | YES | NO | NO | YES | NO
| REGION | Service Area |  | YES | YES | YES | YES | NO | [5 empty] | 31
| DIVISION | Division |  | YES | YES | YES | YES | NO | [5 empty] | 32
| DISTRICT | District |  | YES | YES | YES | YES | NO | [5 empty] | 33
| CITY | City |  | YES | YES | YES | YES | NO | [5 empty] | 34
| COUNTY | County |  | YES | YES | YES | YES | NO | [5 empty] | 35
| ZIP | ZIP Code |  | YES | NO | YES | YES | NO
| LATITUDE | Latitude |  | YES | YES | YES | YES | NO | [5 empty] | 36
| LONGITUDE | Longitude |  | YES | YES | YES | YES | NO | [5 empty] | 37
| SYMBOLROTATION | Symbol Rotation |  | YES | NO | YES | YES | NO
| SYMBOLNUMBER | Symbol Number |  | YES | NO | YES | YES | NO
| GEMSDISTMAPNUM | GEMS Distribution Map # |  | YES | YES | YES | YES | NO | [5 empty] | 38
| GEMSCIRCUITMAPNUM | GEMS Circuit Map # |  | YES | YES | YES | YES | NO | [5 empty] | 39
| GEMSOTHERMAPNUM | GEMS Other Map # |  | YES | YES | YES | YES | NO | [5 empty] | 40
| LABELTEXT | Label Text |  | NO | NO | NO | YES | NO
| HIGHSIDEVOLTAGE | Hi Side Voltage |  | NO | NO | YES | YES | NO
| RATEDKVA | Rated KVA |  | NO | NO | YES | YES | NO
| HIGHSIDECONFIGURATION | High Side Configuration |  | NO | NO | YES | YES | NO
| HIGHSIDEPROTECTION | High Side Protection |  | NO | NO | YES | YES | NO
| RETIREDATE | Retire Date |  | NO | NO | YES | YES | NO
| LOCALOPOFFICE | Local Operating Office |  | NO | NO | YES | YES | NO
| ELECTRICTRACEWEIGHT | Electric Trace Weight |  | NO | NO | NO | YES | NO
| FEEDERINFO | Feeder Information |  | NO | NO | NO | YES | NO
| ENABLED | Enabled |  | NO | NO | YES | YES | NO
| ANCILLARYROLE | Ancillary Role |  | NO | NO | YES | YES | NO
| CUSTAGREEMENTGUID | Customer Agreement GUID |  | NO | NO | YES | YES | NO
| CEDSADEVICEID | CEDSA Device ID |  | NO | NO | YES | YES | NO
| CEDSASTRUCTUREID | CEDSA Structure ID |  | NO | NO | YES | YES | NO
| STRUCTUREGUID | Structure GUID |  | NO | NO | NO | YES | NO
| CONVCIRCUITID | Conversion Circuit ID |  | NO | NO | YES | YES | NO
| CONVCIRCUITID2 | Conversion Circuit ID2 |  | NO | NO | YES | YES | NO
| STRUCTURECONVID | Structure ConvID |  | NO | NO | YES | YES | NO
| CONVERSIONID | Conversion ID |  | NO | NO | YES | YES | NO
| CONVERSIONWORKPACKAGE | Conversion Work Package |  | NO | NO | YES | YES | NO
| REPLACEGUID | Replace GUID |  | NO | NO | YES | YES | NO
| GLOBALID | Global ID |  | NO | NO | NO | NO | NO
| SHAPE | Shape |  | NO | NO | YES | YES | NO
Notes

## Transformer - Dist Padmount
| Transformer - Dist Padmount | Version 1.0 | Attributes: | Editable:
| Primary Display Field: PGE Display Name | Date | Visible: | Required:
Web Primary Display Field: OPERATINGNUMBER
Number | Attribute | Alias | Description | Visible | Web-Visible | Editable | Allow NULL Values | Allow Mass Attribute Update | AU | Validation | Default | Example | Note | Sequence | Definition
| OPERATINGNUMBER | Operating Number |  | YES | YES | YES | YES | NO |  |  |  |  | Operating Number is NOT required for the following subtypes: Equipment , Distribution Overhead, Streetlight, Secondary. | 1
| OBJECTID | Object ID |  | YES | YES | NO | NO | NO | [5 empty] | 2
| SUBTYPECD | Subtype |  | YES | YES | YES | NO | NO | [5 empty] | 3
| STATUS | Status |  | YES | YES | YES | NO | NO | [5 empty] | 4
| LOCALOFFICEID | Local Office ID |  | YES | YES | YES | YES | NO | [5 empty] | 5
| INSTALLJOBPREFIX | Job Prefix |  | YES | YES | YES | YES | NO |  |  | PM |  |  | 6
| INSTALLJOBNUMBER | Job Number |  | YES | YES | YES | NO | NO | [5 empty] | 7
| NUMBEROFPHASES | Number Of Phases |  | YES | YES | YES | NO | NO | [5 empty] | 8
| OPERATINGVOLTAGE | Operating Voltage |  | YES | YES | YES | NO | NO | [5 empty] | 9
| LOWSIDEVOLTAGE | Low Side Voltage |  | YES | YES | YES | NO | NO | [5 empty] | 10
| UNITCOUNT | Unit Count |  | YES | NO | YES | NO | NO
| CGC12 | CGC Number |  | YES | YES | YES | NO | NO | [5 empty] | 11
| SUBWAYIDC | Subway Transformer Indicator |  | YES | NO | YES | NO | NO |  |  | NO
| INTERRUPTERIDC | Interrupter Indicator |  | YES | YES | YES | NO | NO |  |  | NO |  |  | 12
| AUTOIDC | Auto Transformer Indicator |  | YES | YES | YES | NO | NO |  |  | NO |  |  | 13
| SPOTIDC | Spot IDC |  | NO | NO | YES | YES | NO |  |  | NO
| INSTALLATIONTYPE | Installation Type |  | YES | NO | YES | YES | NO
| PHASEDESIGNATION | Phase Designation |  | YES | YES | YES | YES | NO | [5 empty] | 14
| PHASINGVERIFIEDSTATUS | Verified Phasing Status |  | YES | YES | YES | YES | NO | [5 empty] | 15
| ANIMALGUARDTYPE | Animal Guards |  | YES | NO | YES | YES | NO
| LIVEFRONTIDC | Live Front Indicator |  | YES | YES | YES | YES | NO | [5 empty] | 16
| LOADBREAK | Load Break |  | YES | YES | YES | YES | NO | [5 empty] | 17
| COASTALIDC | Coastal Indicator |  | YES | YES | YES | YES | NO | [5 empty] | 18
| CLIMATEZONE | Climate Zone |  | YES | YES | YES | YES | NO | [5 empty] | 19
| SUBMERSIBLEIDC | Submersible Indicator |  | YES | NO | YES | YES | NO
| GROUNDEDIDC | Grounded Indicator |  | YES | NO | YES | YES | NO
| REGULATEDOUTPUTIDC | Regulated Output Indicator |  | YES | NO | YES | YES | NO
| STABILIZINGBANKIDC | Stabilizing Bank Indicator |  | YES | YES | YES | YES | NO | [5 empty] | 20
| DISTRIBUTEDGENERATIONIDC | Distributed Generation Indicator |  | YES | YES | YES | YES | NO | [5 empty] | 21
| CUSTOMEROWNED | Customer Owned |  | YES | YES | YES | YES | NO | [5 empty] | 22
| COMPLEXDEVICEIDC | Complex Device |  | YES | YES | YES | YES | NO | [5 empty] | 23
| SOURCESIDEDEVICEID | Source Side Device ID |  | YES | YES | YES | YES | NO | [5 empty] | 24
| VAULT | Vault |  | YES | YES | YES | YES | NO | [5 empty] | 25
| FIELDINVESTIGATIONCODE | Field Investigation Code |  | YES | YES | YES | YES | NO | [5 empty] | 26
| COMMENTS | Comments |  | YES | YES | YES | YES | NO | [5 empty] | 27
| LOCDESC | Address |  | YES | YES | YES | YES | NO | [5 empty] | 28
| INSTALLJOBYEAR | Year Installed |  | YES | YES | YES | YES | NO | [5 empty] | 29
| INSTALLATIONDATE | Date Installed |  | YES | NO | YES | YES | NO
| CIRCUITID | Circuit ID |  | YES | YES | NO | YES | NO | [5 empty] | 30
| CIRCUITID2 | Circuit ID 2 |  | YES | YES | NO | YES | NO | [5 empty] | 31
| DMSFEEDERID | DMS Circuit ID |  | YES | NO | YES | YES | NO
| CREATIONUSER | Creation User |  | YES | NO | NO | YES | NO
| DATECREATED | Date Created |  | YES | NO | NO | YES | NO
| DATEMODIFIED | Date Modified |  | YES | NO | NO | YES | NO
| LASTUSER | Last User |  | YES | NO | NO | YES | NO
| REGION | Service Area |  | YES | YES | YES | YES | NO | [5 empty] | 32
| DIVISION | Division |  | YES | YES | YES | YES | NO | [5 empty] | 33
| DISTRICT | District |  | YES | YES | YES | YES | NO | [5 empty] | 34
| CITY | City |  | YES | YES | YES | YES | NO | [5 empty] | 35
| COUNTY | County |  | YES | YES | YES | YES | NO | [5 empty] | 36
| ZIP | ZIP Code |  | YES | NO | YES | YES | NO
| LATITUDE | Latitude |  | YES | YES | YES | YES | NO | [5 empty] | 37
| LONGITUDE | Longitude |  | YES | YES | YES | YES | NO | [5 empty] | 38
| SYMBOLROTATION | Symbol Rotation |  | YES | NO | YES | YES | NO
| SYMBOLNUMBER | Symbol Number |  | YES | NO | YES | YES | NO
| GEMSDISTMAPNUM | GEMS Distribution Map # |  | YES | YES | YES | YES | NO | [5 empty] | 39
| GEMSCIRCUITMAPNUM | GEMS Circuit Map # |  | YES | YES | YES | YES | NO | [5 empty] | 40
| GEMSOTHERMAPNUM | GEMS Other Map # |  | YES | YES | YES | YES | NO | [5 empty] | 41
| LABELTEXT | Label Text |  | NO | NO | NO | YES | NO
| HIGHSIDEVOLTAGE | Hi Side Voltage |  | NO | NO | YES | YES | NO
| RATEDKVA | Rated KVA |  | NO | NO | YES | YES | NO
| HIGHSIDECONFIGURATION | High Side Configuration |  | NO | NO | YES | YES | NO
| HIGHSIDEPROTECTION | High Side Protection |  | NO | NO | YES | YES | NO
| RETIREDATE | Retire Date |  | NO | NO | YES | YES | NO
| LOCALOPOFFICE | Local Operating Office |  | NO | NO | YES | YES | NO
| ELECTRICTRACEWEIGHT | Electric Trace Weight |  | NO | NO | NO | YES | NO
| FEEDERINFO | Feeder Information |  | NO | NO | NO | YES | NO
| ENABLED | Enabled |  | NO | NO | YES | YES | NO
| ANCILLARYROLE | Ancillary Role |  | NO | NO | YES | YES | NO
| CUSTAGREEMENTGUID | Customer Agreement GUID |  | NO | NO | YES | YES | NO
| CEDSADEVICEID | CEDSA Device ID |  | NO | NO | YES | YES | NO
| CEDSASTRUCTUREID | CEDSA Structure ID |  | NO | NO | YES | YES | NO
| STRUCTUREGUID | Structure GUID |  | NO | NO | NO | YES | NO
| CONVCIRCUITID | Conversion Circuit ID |  | NO | NO | YES | YES | NO
| CONVCIRCUITID2 | Conversion Circuit ID2 |  | NO | NO | YES | YES | NO
| STRUCTURECONVID | Structure ConvID |  | NO | NO | YES | YES | NO
| CONVERSIONID | Conversion ID |  | NO | NO | YES | YES | NO
| CONVERSIONWORKPACKAGE | Conversion Work Package |  | NO | NO | YES | YES | NO
| REPLACEGUID | Replace GUID |  | NO | NO | YES | YES | NO
| GLOBALID | Global ID |  | NO | NO | NO | NO | NO
| SHAPE | Shape |  | NO | NO | YES | YES | NO
Notes

## Transformer - Dist Subsurface
| Transformer - Dist Subsurface | Version 1.0 | Attributes: | Editable:
| Primary Display Field: PGE Display Name | Date | Visible: | Required:
Web Primary Display Field: OPERATINGNUMBER
Number | Attribute | Alias | Description | Visible | Web-Visible | Editable | Allow NULL Values | Allow Mass Attribute Update | AU | Validation | Default | Example | Note | Sequence | Definition
| OPERATINGNUMBER | Operating Number |  | YES | YES | YES | YES | NO |  |  |  |  | Operating Number is NOT required for the following subtypes: Equipment , Distribution Overhead, Streetlight, Secondary. | 1
| OBJECTID | Object ID |  | YES | YES | NO | NO | NO | [5 empty] | 2
| SUBTYPECD | Subtype |  | YES | YES | YES | NO | NO | [5 empty] | 3
| STATUS | Status |  | YES | YES | YES | NO | NO | [5 empty] | 4
| LOCALOFFICEID | Local Office ID |  | YES | YES | YES | YES | NO | [5 empty] | 5
| INSTALLJOBPREFIX | Job Prefix |  | YES | YES | YES | YES | NO |  |  | PM |  |  | 6
| INSTALLJOBNUMBER | Job Number |  | YES | YES | YES | NO | NO | [5 empty] | 7
| NUMBEROFPHASES | Number Of Phases |  | YES | YES | YES | NO | NO | [5 empty] | 8
| OPERATINGVOLTAGE | Operating Voltage |  | YES | YES | YES | NO | NO | [5 empty] | 9
| LOWSIDEVOLTAGE | Low Side Voltage |  | YES | YES | YES | NO | NO | [5 empty] | 10
| UNITCOUNT | Unit Count |  | YES | YES | YES | NO | NO | [5 empty] | 11
| CGC12 | CGC Number |  | YES | YES | YES | NO | NO | [5 empty] | 12
| SUBWAYIDC | Subway Transformer Indicator |  | YES | YES | YES | NO | NO |  |  | NO |  |  | 13
| INTERRUPTERIDC | Interrupter Indicator |  | YES | NO | YES | NO | NO |  |  | NO
| AUTOIDC | Auto Transformer Indicator |  | YES | NO | YES | NO | NO |  |  | NO
| SPOTIDC | Spot IDC |  | NO | NO | YES | YES | NO |  |  | NO
| INSTALLATIONTYPE | Installation Type |  | YES | NO | YES | YES | NO
| PHASEDESIGNATION | Phase Designation |  | YES | YES | YES | YES | NO | [5 empty] | 14
| PHASINGVERIFIEDSTATUS | Verified Phasing Status |  | YES | YES | YES | YES | NO | [5 empty] | 15
| ANIMALGUARDTYPE | Animal Guards |  | YES | NO | YES | YES | NO
| LIVEFRONTIDC | Live Front Indicator |  | YES | YES | YES | YES | NO | [5 empty] | 16
| LOADBREAK | Load Break |  | YES | YES | YES | YES | NO | [5 empty] | 17
| COASTALIDC | Coastal Indicator |  | YES | YES | YES | YES | NO | [5 empty] | 18
| CLIMATEZONE | Climate Zone |  | YES | YES | YES | YES | NO | [5 empty] | 19
| SUBMERSIBLEIDC | Submersible Indicator |  | YES | YES | YES | YES | NO | [5 empty] | 20
| GROUNDEDIDC | Grounded Indicator |  | YES | NO | YES | YES | NO
| REGULATEDOUTPUTIDC | Regulated Output Indicator |  | YES | NO | YES | YES | NO
| STABILIZINGBANKIDC | Stabilizing Bank Indicator |  | YES | YES | YES | YES | NO | [5 empty] | 21
| DISTRIBUTEDGENERATIONIDC | Distributed Generation Indicator |  | YES | YES | YES | YES | NO | [5 empty] | 22
| CUSTOMEROWNED | Customer Owned |  | YES | YES | YES | YES | NO | [5 empty] | 23
| COMPLEXDEVICEIDC | Complex Device |  | YES | YES | YES | YES | NO | [5 empty] | 24
| SOURCESIDEDEVICEID | Source Side Device ID |  | YES | YES | YES | YES | NO | [5 empty] | 25
| VAULT | Vault |  | YES | YES | YES | YES | NO | [5 empty] | 26
| FIELDINVESTIGATIONCODE | Field Investigation Code |  | YES | YES | YES | YES | NO | [5 empty] | 27
| COMMENTS | Comments |  | YES | YES | YES | YES | NO | [5 empty] | 28
| LOCDESC | Address |  | YES | YES | YES | YES | NO | [5 empty] | 29
| INSTALLJOBYEAR | Year Installed |  | YES | YES | YES | YES | NO | [5 empty] | 30
| INSTALLATIONDATE | Date Installed |  | YES | NO | YES | YES | NO
| CIRCUITID | Circuit ID |  | YES | YES | NO | YES | NO | [5 empty] | 31
| CIRCUITID2 | Circuit ID 2 |  | YES | YES | NO | YES | NO | [5 empty] | 32
| DMSFEEDERID | DMS Circuit ID |  | YES | NO | YES | YES | NO
| CREATIONUSER | Creation User |  | YES | NO | NO | YES | NO
| DATECREATED | Date Created |  | YES | NO | NO | YES | NO
| DATEMODIFIED | Date Modified |  | YES | NO | NO | YES | NO
| LASTUSER | Last User |  | YES | NO | NO | YES | NO
| REGION | Service Area |  | YES | YES | YES | YES | NO | [5 empty] | 33
| DIVISION | Division |  | YES | YES | YES | YES | NO | [5 empty] | 34
| DISTRICT | District |  | YES | YES | YES | YES | NO | [5 empty] | 35
| CITY | City |  | YES | YES | YES | YES | NO | [5 empty] | 36
| COUNTY | County |  | YES | YES | YES | YES | NO | [5 empty] | 37
| ZIP | ZIP Code |  | YES | NO | YES | YES | NO
| LATITUDE | Latitude |  | YES | YES | YES | YES | NO | [5 empty] | 38
| LONGITUDE | Longitude |  | YES | YES | YES | YES | NO | [5 empty] | 39
| SYMBOLROTATION | Symbol Rotation |  | YES | NO | YES | YES | NO
| SYMBOLNUMBER | Symbol Number |  | YES | NO | YES | YES | NO
| GEMSDISTMAPNUM | GEMS Distribution Map # |  | YES | YES | YES | YES | NO | [5 empty] | 40
| GEMSCIRCUITMAPNUM | GEMS Circuit Map # |  | YES | YES | YES | YES | NO | [5 empty] | 41
| GEMSOTHERMAPNUM | GEMS Other Map # |  | YES | YES | YES | YES | NO | [5 empty] | 42
| LABELTEXT | Label Text |  | NO | NO | NO | YES | NO
| HIGHSIDEVOLTAGE | Hi Side Voltage |  | NO | NO | YES | YES | NO
| RATEDKVA | Rated KVA |  | NO | NO | YES | YES | NO
| HIGHSIDECONFIGURATION | High Side Configuration |  | NO | NO | YES | YES | NO
| HIGHSIDEPROTECTION | High Side Protection |  | NO | NO | YES | YES | NO
| RETIREDATE | Retire Date |  | NO | NO | YES | YES | NO
| LOCALOPOFFICE | Local Operating Office |  | NO | NO | YES | YES | NO
| ELECTRICTRACEWEIGHT | Electric Trace Weight |  | NO | NO | NO | YES | NO
| FEEDERINFO | Feeder Information |  | NO | NO | NO | YES | NO
| ENABLED | Enabled |  | NO | NO | YES | YES | NO
| ANCILLARYROLE | Ancillary Role |  | NO | NO | YES | YES | NO
| CUSTAGREEMENTGUID | Customer Agreement GUID |  | NO | NO | YES | YES | NO
| CEDSADEVICEID | CEDSA Device ID |  | NO | NO | YES | YES | NO
| CEDSASTRUCTUREID | CEDSA Structure ID |  | NO | NO | YES | YES | NO
| STRUCTUREGUID | Structure GUID |  | NO | NO | NO | YES | NO
| CONVCIRCUITID | Conversion Circuit ID |  | NO | NO | YES | YES | NO
| CONVCIRCUITID2 | Conversion Circuit ID2 |  | NO | NO | YES | YES | NO
| STRUCTURECONVID | Structure ConvID |  | NO | NO | YES | YES | NO
| CONVERSIONID | Conversion ID |  | NO | NO | YES | YES | NO
| CONVERSIONWORKPACKAGE | Conversion Work Package |  | NO | NO | YES | YES | NO
| REPLACEGUID | Replace GUID |  | NO | NO | YES | YES | NO
| GLOBALID | Global ID |  | NO | NO | NO | NO | NO
| SHAPE | Shape |  | NO | NO | YES | YES | NO
Notes

## Transformer - Equipment
| Transformer - Equipment | Version 1.0 | Attributes: | Editable:
| Primary Display Field: PGE Display Name | Date | Visible: | Required:
Web Primary Display Field: SUBTYPECD
Number | Attribute | Alias | Description | Visible | Web-Visible | Editable | Allow NULL Values | Allow Mass Attribute Update | AU | Validation | Default | Example | Note | Sequence | Definition
| OPERATINGNUMBER | Operating Number |  | YES | YES | YES | YES | NO |  |  |  |  | Operating Number is NOT required for the following subtypes: Equipment , Distribution Overhead, Streetlight, Secondary. | 1
| OBJECTID | Object ID |  | YES | YES | NO | NO | NO | [5 empty] | 2
| SUBTYPECD | Subtype |  | YES | YES | YES | NO | NO | [5 empty] | 3
| STATUS | Status |  | YES | YES | YES | NO | NO | [5 empty] | 4
| LOCALOFFICEID | Local Office ID |  | YES | YES | YES | YES | NO | [5 empty] | 5
| INSTALLJOBPREFIX | Job Prefix |  | YES | YES | YES | YES | NO |  |  | PM |  |  | 6
| INSTALLJOBNUMBER | Job Number |  | YES | YES | YES | NO | NO | [5 empty] | 7
| NUMBEROFPHASES | Number Of Phases |  | YES | YES | YES | NO | NO | [5 empty] | 8
| OPERATINGVOLTAGE | Operating Voltage |  | YES | YES | YES | NO | NO | [5 empty] | 9
| LOWSIDEVOLTAGE | Low Side Voltage |  | YES | YES | YES | NO | NO | [5 empty] | 10
| UNITCOUNT | Unit Count |  | YES | YES | YES | NO | NO | [5 empty] | 11
| CGC12 | CGC Number |  | YES | YES | YES | NO | NO | [5 empty] | 12
| SUBWAYIDC | Subway Transformer Indicator |  | YES | YES | YES | NO | NO |  |  | NO |  |  | 13
| INTERRUPTERIDC | Interrupter Indicator |  | YES | NO | YES | NO | NO |  |  | NO
| AUTOIDC | Auto Transformer Indicator |  | YES | NO | YES | NO | NO |  |  | NO
| SPOTIDC | Spot IDC |  | NO | NO | YES | YES | NO |  |  | NO
| INSTALLATIONTYPE | Installation Type |  | YES | NO | YES | YES | NO
| PHASEDESIGNATION | Phase Designation |  | YES | YES | YES | YES | NO | [5 empty] | 14
| PHASINGVERIFIEDSTATUS | Verified Phasing Status |  | YES | YES | YES | YES | NO | [5 empty] | 15
| ANIMALGUARDTYPE | Animal Guards |  | YES | YES | YES | YES | NO | [5 empty] | 16
| LIVEFRONTIDC | Live Front Indicator |  | YES | NO | YES | YES | NO
| LOADBREAK | Load Break |  | YES | NO | YES | YES | NO
| COASTALIDC | Coastal Indicator |  | YES | YES | YES | YES | NO | [5 empty] | 17
| CLIMATEZONE | Climate Zone |  | YES | YES | YES | YES | NO | [5 empty] | 18
| SUBMERSIBLEIDC | Submersible Indicator |  | YES | NO | YES | YES | NO
| GROUNDEDIDC | Grounded Indicator |  | YES | YES | YES | YES | NO | [5 empty] | 19
| REGULATEDOUTPUTIDC | Regulated Output Indicator |  | YES | YES | YES | YES | NO | [5 empty] | 20
| STABILIZINGBANKIDC | Stabilizing Bank Indicator |  | YES | YES | YES | YES | NO | [5 empty] | 21
| DISTRIBUTEDGENERATIONIDC | Distributed Generation Indicator |  | YES | YES | YES | YES | NO | [5 empty] | 22
| CUSTOMEROWNED | Customer Owned |  | YES | YES | YES | YES | NO | [5 empty] | 23
| COMPLEXDEVICEIDC | Complex Device |  | YES | NO | YES | YES | NO
| SOURCESIDEDEVICEID | Source Side Device ID |  | YES | YES | YES | YES | NO | [5 empty] | 24
| VAULT | Vault |  | YES | NO | YES | YES | NO
| FIELDINVESTIGATIONCODE | Field Investigation Code |  | YES | YES | YES | YES | NO | [5 empty] | 25
| COMMENTS | Comments |  | YES | YES | YES | YES | NO | [5 empty] | 26
| LOCDESC | Address |  | YES | YES | YES | YES | NO | [5 empty] | 27
| INSTALLJOBYEAR | Year Installed |  | YES | YES | YES | YES | NO | [5 empty] | 28
| INSTALLATIONDATE | Date Installed |  | YES | NO | YES | YES | NO
| CIRCUITID | Circuit ID |  | YES | YES | NO | YES | NO | [5 empty] | 29
| CIRCUITID2 | Circuit ID 2 |  | YES | YES | NO | YES | NO | [5 empty] | 30
| DMSFEEDERID | DMS Circuit ID |  | YES | NO | YES | YES | NO
| CREATIONUSER | Creation User |  | YES | NO | NO | YES | NO
| DATECREATED | Date Created |  | YES | NO | NO | YES | NO
| DATEMODIFIED | Date Modified |  | YES | NO | NO | YES | NO
| LASTUSER | Last User |  | YES | NO | NO | YES | NO
| REGION | Service Area |  | YES | YES | YES | YES | NO | [5 empty] | 31
| DIVISION | Division |  | YES | YES | YES | YES | NO | [5 empty] | 32
| DISTRICT | District |  | YES | YES | YES | YES | NO | [5 empty] | 33
| CITY | City |  | YES | YES | YES | YES | NO | [5 empty] | 34
| COUNTY | County |  | YES | YES | YES | YES | NO | [5 empty] | 35
| ZIP | ZIP Code |  | YES | NO | YES | YES | NO
| LATITUDE | Latitude |  | YES | YES | YES | YES | NO | [5 empty] | 36
| LONGITUDE | Longitude |  | YES | YES | YES | YES | NO | [5 empty] | 37
| SYMBOLROTATION | Symbol Rotation |  | YES | NO | YES | YES | NO
| SYMBOLNUMBER | Symbol Number |  | YES | NO | YES | YES | NO
| GEMSDISTMAPNUM | GEMS Distribution Map # |  | YES | YES | YES | YES | NO | [5 empty] | 38
| GEMSCIRCUITMAPNUM | GEMS Circuit Map # |  | YES | YES | YES | YES | NO | [5 empty] | 39
| GEMSOTHERMAPNUM | GEMS Other Map # |  | YES | YES | YES | YES | NO | [5 empty] | 40
| LABELTEXT | Label Text |  | NO | NO | NO | YES | NO
| HIGHSIDEVOLTAGE | Hi Side Voltage |  | NO | NO | YES | YES | NO
| RATEDKVA | Rated KVA |  | NO | NO | YES | YES | NO
| HIGHSIDECONFIGURATION | High Side Configuration |  | NO | NO | YES | YES | NO
| HIGHSIDEPROTECTION | High Side Protection |  | NO | NO | YES | YES | NO
| RETIREDATE | Retire Date |  | NO | NO | YES | YES | NO
| LOCALOPOFFICE | Local Operating Office |  | NO | NO | YES | YES | NO
| ELECTRICTRACEWEIGHT | Electric Trace Weight |  | NO | NO | NO | YES | NO
| FEEDERINFO | Feeder Information |  | NO | NO | NO | YES | NO
| ENABLED | Enabled |  | NO | NO | YES | YES | NO
| ANCILLARYROLE | Ancillary Role |  | NO | NO | YES | YES | NO
| CUSTAGREEMENTGUID | Customer Agreement GUID |  | NO | NO | YES | YES | NO
| CEDSADEVICEID | CEDSA Device ID |  | NO | NO | YES | YES | NO
| CEDSASTRUCTUREID | CEDSA Structure ID |  | NO | NO | YES | YES | NO
| STRUCTUREGUID | Structure GUID |  | NO | NO | NO | YES | NO
| CONVCIRCUITID | Conversion Circuit ID |  | NO | NO | YES | YES | NO
| CONVCIRCUITID2 | Conversion Circuit ID2 |  | NO | NO | YES | YES | NO
| STRUCTURECONVID | Structure ConvID |  | NO | NO | YES | YES | NO
| CONVERSIONID | Conversion ID |  | NO | NO | YES | YES | NO
| CONVERSIONWORKPACKAGE | Conversion Work Package |  | NO | NO | YES | YES | NO
| REPLACEGUID | Replace GUID |  | NO | NO | YES | YES | NO
| GLOBALID | Global ID |  | NO | NO | NO | NO | NO
| SHAPE | Shape |  | NO | NO | YES | YES | NO
Notes

## Transformer - Streetlight
| Transformer - Streetlight | Version 1.0 | Attributes: | Editable:
| Primary Display Field: PGE Display Name | Date | Visible: | Required:
Web Primary Display Field: SUBTYPECD
Number | Attribute | Alias | Description | Visible | Web-Visible | Editable | Allow NULL Values | Allow Mass Attribute Update | AU | Validation | Default | Example | Note | Sequence | Definition
| OPERATINGNUMBER | Operating Number |  | YES | YES | YES | YES | NO |  |  |  |  | Operating Number is NOT required for the following subtypes: Equipment , Distribution Overhead, Streetlight, Secondary. | 1
| OBJECTID | Object ID |  | YES | YES | NO | NO | NO | [5 empty] | 2
| SUBTYPECD | Subtype |  | YES | YES | YES | NO | NO | [5 empty] | 3
| STATUS | Status |  | YES | YES | YES | NO | NO | [5 empty] | 4
| LOCALOFFICEID | Local Office ID |  | YES | YES | YES | YES | NO | [5 empty] | 5
| INSTALLJOBPREFIX | Job Prefix |  | YES | YES | YES | YES | NO |  |  | PM |  |  | 6
| INSTALLJOBNUMBER | Job Number |  | YES | YES | YES | NO | NO | [5 empty] | 7
| NUMBEROFPHASES | Number Of Phases |  | YES | YES | YES | NO | NO | [5 empty] | 8
| OPERATINGVOLTAGE | Operating Voltage |  | YES | YES | YES | NO | NO | [5 empty] | 9
| LOWSIDEVOLTAGE | Low Side Voltage |  | YES | YES | YES | NO | NO | [5 empty] | 10
| UNITCOUNT | Unit Count |  | YES | YES | YES | NO | NO | [5 empty] | 11
| CGC12 | CGC Number |  | YES | YES | YES | NO | NO | [5 empty] | 12
| SUBWAYIDC | Subway Transformer Indicator |  | YES | YES | YES | NO | NO |  |  | NO |  |  | 13
| INTERRUPTERIDC | Interrupter Indicator |  | YES | NO | YES | NO | NO |  |  | NO
| AUTOIDC | Auto Transformer Indicator |  | YES | NO | YES | NO | NO |  |  | NO
| SPOTIDC | Spot IDC |  | NO | NO | YES | YES | NO |  |  | NO
| INSTALLATIONTYPE | Installation Type |  | YES | NO | YES | YES | NO
| PHASEDESIGNATION | Phase Designation |  | YES | YES | YES | YES | NO | [5 empty] | 14
| PHASINGVERIFIEDSTATUS | Verified Phasing Status |  | YES | YES | YES | YES | NO | [5 empty] | 15
| ANIMALGUARDTYPE | Animal Guards |  | YES | YES | YES | YES | NO | [5 empty] | 16
| LIVEFRONTIDC | Live Front Indicator |  | YES | NO | YES | YES | NO
| LOADBREAK | Load Break |  | YES | NO | YES | YES | NO
| COASTALIDC | Coastal Indicator |  | YES | YES | YES | YES | NO | [5 empty] | 17
| CLIMATEZONE | Climate Zone |  | YES | YES | YES | YES | NO | [5 empty] | 18
| SUBMERSIBLEIDC | Submersible Indicator |  | YES | NO | YES | YES | NO
| GROUNDEDIDC | Grounded Indicator |  | YES | YES | YES | YES | NO | [5 empty] | 19
| REGULATEDOUTPUTIDC | Regulated Output Indicator |  | YES | YES | YES | YES | NO | [5 empty] | 20
| STABILIZINGBANKIDC | Stabilizing Bank Indicator |  | YES | YES | YES | YES | NO | [5 empty] | 21
| DISTRIBUTEDGENERATIONIDC | Distributed Generation Indicator |  | YES | YES | YES | YES | NO | [5 empty] | 22
| CUSTOMEROWNED | Customer Owned |  | YES | YES | YES | YES | NO | [5 empty] | 23
| COMPLEXDEVICEIDC | Complex Device |  | YES | NO | YES | YES | NO
| SOURCESIDEDEVICEID | Source Side Device ID |  | YES | YES | YES | YES | NO | [5 empty] | 24
| VAULT | Vault |  | YES | YES | YES | YES | NO | [5 empty] | 25
| FIELDINVESTIGATIONCODE | Field Investigation Code |  | YES | YES | YES | YES | NO | [5 empty] | 26
| COMMENTS | Comments |  | YES | YES | YES | YES | NO | [5 empty] | 27
| LOCDESC | Address |  | YES | YES | YES | YES | NO | [5 empty] | 28
| INSTALLJOBYEAR | Year Installed |  | YES | YES | YES | YES | NO | [5 empty] | 29
| INSTALLATIONDATE | Date Installed |  | YES | NO | YES | YES | NO
| CIRCUITID | Circuit ID |  | YES | YES | NO | YES | NO | [5 empty] | 30
| CIRCUITID2 | Circuit ID 2 |  | YES | YES | NO | YES | NO | [5 empty] | 31
| DMSFEEDERID | DMS Circuit ID |  | YES | NO | YES | YES | NO
| CREATIONUSER | Creation User |  | YES | NO | NO | YES | NO
| DATECREATED | Date Created |  | YES | NO | NO | YES | NO
| DATEMODIFIED | Date Modified |  | YES | NO | NO | YES | NO
| LASTUSER | Last User |  | YES | NO | NO | YES | NO
| REGION | Service Area |  | YES | YES | YES | YES | NO | [5 empty] | 32
| DIVISION | Division |  | YES | YES | YES | YES | NO | [5 empty] | 33
| DISTRICT | District |  | YES | YES | YES | YES | NO | [5 empty] | 34
| CITY | City |  | YES | YES | YES | YES | NO | [5 empty] | 35
| COUNTY | County |  | YES | YES | YES | YES | NO | [5 empty] | 36
| ZIP | ZIP Code |  | YES | NO | YES | YES | NO
| LATITUDE | Latitude |  | YES | YES | YES | YES | NO | [5 empty] | 37
| LONGITUDE | Longitude |  | YES | YES | YES | YES | NO | [5 empty] | 38
| SYMBOLROTATION | Symbol Rotation |  | YES | NO | YES | YES | NO
| SYMBOLNUMBER | Symbol Number |  | YES | NO | YES | YES | NO
| GEMSDISTMAPNUM | GEMS Distribution Map # |  | YES | YES | YES | YES | NO | [5 empty] | 39
| GEMSCIRCUITMAPNUM | GEMS Circuit Map # |  | YES | YES | YES | YES | NO | [5 empty] | 40
| GEMSOTHERMAPNUM | GEMS Other Map # |  | YES | YES | YES | YES | NO | [5 empty] | 41
| LABELTEXT | Label Text |  | NO | NO | NO | YES | NO
| HIGHSIDEVOLTAGE | Hi Side Voltage |  | NO | NO | YES | YES | NO
| RATEDKVA | Rated KVA |  | NO | NO | YES | YES | NO
| HIGHSIDECONFIGURATION | High Side Configuration |  | NO | NO | YES | YES | NO
| HIGHSIDEPROTECTION | High Side Protection |  | NO | NO | YES | YES | NO
| RETIREDATE | Retire Date |  | NO | NO | YES | YES | NO
| LOCALOPOFFICE | Local Operating Office |  | NO | NO | YES | YES | NO
| ELECTRICTRACEWEIGHT | Electric Trace Weight |  | NO | NO | NO | YES | NO
| FEEDERINFO | Feeder Information |  | NO | NO | NO | YES | NO
| ENABLED | Enabled |  | NO | NO | YES | YES | NO
| ANCILLARYROLE | Ancillary Role |  | NO | NO | YES | YES | NO
| CUSTAGREEMENTGUID | Customer Agreement GUID |  | NO | NO | YES | YES | NO
| CEDSADEVICEID | CEDSA Device ID |  | NO | NO | YES | YES | NO
| CEDSASTRUCTUREID | CEDSA Structure ID |  | NO | NO | YES | YES | NO
| STRUCTUREGUID | Structure GUID |  | NO | NO | NO | YES | NO
| CONVCIRCUITID | Conversion Circuit ID |  | NO | NO | YES | YES | NO
| CONVCIRCUITID2 | Conversion Circuit ID2 |  | NO | NO | YES | YES | NO
| STRUCTURECONVID | Structure ConvID |  | NO | NO | YES | YES | NO
| CONVERSIONID | Conversion ID |  | NO | NO | YES | YES | NO
| CONVERSIONWORKPACKAGE | Conversion Work Package |  | NO | NO | YES | YES | NO
| REPLACEGUID | Replace GUID |  | NO | NO | YES | YES | NO
| GLOBALID | Global ID |  | NO | NO | NO | NO | NO
| SHAPE | Shape |  | NO | NO | YES | YES | NO
Notes

## Transformer - Secondary
| Transformer - Secondary | Version 1.0 | Attributes: | Editable:
| Primary Display Field: PGE Display Name | Date | Visible: | Required:
Web Primary Display Field: SUBTYPECD
Number | Attribute | Alias | Description | Visible | Web-Visible | Editable | Allow NULL Values | Allow Mass Attribute Update | AU | Validation | Default | Example | Note | Sequence | Definition
| OPERATINGNUMBER | Operating Number |  | YES | YES | YES | YES | NO |  |  |  |  | Operating Number is NOT required for the following subtypes: Equipment , Distribution Overhead, Streetlight, Secondary. | 1
| OBJECTID | Object ID |  | YES | YES | NO | NO | NO | [5 empty] | 2
| SUBTYPECD | Subtype |  | YES | YES | YES | NO | NO | [5 empty] | 3
| STATUS | Status |  | YES | YES | YES | NO | NO | [5 empty] | 4
| LOCALOFFICEID | Local Office ID |  | YES | YES | YES | YES | NO | [5 empty] | 5
| INSTALLJOBPREFIX | Job Prefix |  | YES | YES | YES | YES | NO |  |  | PM |  |  | 6
| INSTALLJOBNUMBER | Job Number |  | YES | YES | YES | NO | NO | [5 empty] | 7
| NUMBEROFPHASES | Number Of Phases |  | YES | YES | YES | NO | NO | [5 empty] | 8
| OPERATINGVOLTAGE | Operating Voltage |  | YES | YES | YES | NO | NO | [5 empty] | 9
| LOWSIDEVOLTAGE | Low Side Voltage |  | YES | YES | YES | NO | NO | [5 empty] | 10
| UNITCOUNT | Unit Count |  | YES | YES | YES | NO | NO | [5 empty] | 11
| CGC12 | CGC Number |  | YES | YES | YES | NO | NO | [5 empty] | 12
| SUBWAYIDC | Subway Transformer Indicator |  | YES | YES | YES | NO | NO |  |  | NO |  |  | 13
| INTERRUPTERIDC | Interrupter Indicator |  | YES | NO | YES | NO | NO |  |  | NO
| AUTOIDC | Auto Transformer Indicator |  | YES | NO | YES | NO | NO |  |  | NO
| SPOTIDC | Spot IDC |  | NO | NO | YES | YES | NO |  |  | NO
| INSTALLATIONTYPE | Installation Type |  | YES | NO | YES | YES | NO
| PHASEDESIGNATION | Phase Designation |  | YES | YES | YES | YES | NO | [5 empty] | 14
| PHASINGVERIFIEDSTATUS | Verified Phasing Status |  | YES | YES | YES | YES | NO | [5 empty] | 15
| ANIMALGUARDTYPE | Animal Guards |  | YES | YES | YES | YES | NO | [5 empty] | 16
| LIVEFRONTIDC | Live Front Indicator |  | YES | NO | YES | YES | NO
| LOADBREAK | Load Break |  | YES | NO | YES | YES | NO
| COASTALIDC | Coastal Indicator |  | YES | YES | YES | YES | NO | [5 empty] | 17
| CLIMATEZONE | Climate Zone |  | YES | YES | YES | YES | NO | [5 empty] | 18
| SUBMERSIBLEIDC | Submersible Indicator |  | YES | NO | YES | YES | NO
| GROUNDEDIDC | Grounded Indicator |  | YES | YES | YES | YES | NO | [5 empty] | 19
| REGULATEDOUTPUTIDC | Regulated Output Indicator |  | YES | YES | YES | YES | NO | [5 empty] | 20
| STABILIZINGBANKIDC | Stabilizing Bank Indicator |  | YES | YES | YES | YES | NO | [5 empty] | 21
| DISTRIBUTEDGENERATIONIDC | Distributed Generation Indicator |  | YES | YES | YES | YES | NO | [5 empty] | 22
| CUSTOMEROWNED | Customer Owned |  | YES | YES | YES | YES | NO | [5 empty] | 23
| COMPLEXDEVICEIDC | Complex Device |  | YES | NO | YES | YES | NO
| SOURCESIDEDEVICEID | Source Side Device ID |  | YES | YES | YES | YES | NO | [5 empty] | 24
| VAULT | Vault |  | YES | YES | YES | YES | NO | [5 empty] | 25
| FIELDINVESTIGATIONCODE | Field Investigation Code |  | YES | YES | YES | YES | NO | [5 empty] | 26
| COMMENTS | Comments |  | YES | YES | YES | YES | NO | [5 empty] | 27
| LOCDESC | Address |  | YES | YES | YES | YES | NO | [5 empty] | 28
| INSTALLJOBYEAR | Year Installed |  | YES | YES | YES | YES | NO | [5 empty] | 29
| INSTALLATIONDATE | Date Installed |  | YES | NO | YES | YES | NO
| CIRCUITID | Circuit ID |  | YES | YES | NO | YES | NO | [5 empty] | 30
| CIRCUITID2 | Circuit ID 2 |  | YES | YES | NO | YES | NO | [5 empty] | 31
| DMSFEEDERID | DMS Circuit ID |  | YES | NO | YES | YES | NO
| CREATIONUSER | Creation User |  | YES | NO | NO | YES | NO
| DATECREATED | Date Created |  | YES | NO | NO | YES | NO
| DATEMODIFIED | Date Modified |  | YES | NO | NO | YES | NO
| LASTUSER | Last User |  | YES | NO | NO | YES | NO
| REGION | Service Area |  | YES | YES | YES | YES | NO | [5 empty] | 32
| DIVISION | Division |  | YES | YES | YES | YES | NO | [5 empty] | 33
| DISTRICT | District |  | YES | YES | YES | YES | NO | [5 empty] | 34
| CITY | City |  | YES | YES | YES | YES | NO | [5 empty] | 35
| COUNTY | County |  | YES | YES | YES | YES | NO | [5 empty] | 36
| ZIP | ZIP Code |  | YES | NO | YES | YES | NO
| LATITUDE | Latitude |  | YES | YES | YES | YES | NO | [5 empty] | 37
| LONGITUDE | Longitude |  | YES | YES | YES | YES | NO | [5 empty] | 38
| SYMBOLROTATION | Symbol Rotation |  | YES | NO | YES | YES | NO
| SYMBOLNUMBER | Symbol Number |  | YES | NO | YES | YES | NO
| GEMSDISTMAPNUM | GEMS Distribution Map # |  | YES | YES | YES | YES | NO | [5 empty] | 39
| GEMSCIRCUITMAPNUM | GEMS Circuit Map # |  | YES | YES | YES | YES | NO | [5 empty] | 40
| GEMSOTHERMAPNUM | GEMS Other Map # |  | YES | YES | YES | YES | NO | [5 empty] | 41
| LABELTEXT | Label Text |  | NO | NO | NO | YES | NO
| HIGHSIDEVOLTAGE | Hi Side Voltage |  | NO | NO | YES | YES | NO
| RATEDKVA | Rated KVA |  | NO | NO | YES | YES | NO
| HIGHSIDECONFIGURATION | High Side Configuration |  | NO | NO | YES | YES | NO
| HIGHSIDEPROTECTION | High Side Protection |  | NO | NO | YES | YES | NO
| RETIREDATE | Retire Date |  | NO | NO | YES | YES | NO
| LOCALOPOFFICE | Local Operating Office |  | NO | NO | YES | YES | NO
| ELECTRICTRACEWEIGHT | Electric Trace Weight |  | NO | NO | NO | YES | NO
| FEEDERINFO | Feeder Information |  | NO | NO | NO | YES | NO
| ENABLED | Enabled |  | NO | NO | YES | YES | NO
| ANCILLARYROLE | Ancillary Role |  | NO | NO | YES | YES | NO
| CUSTAGREEMENTGUID | Customer Agreement GUID |  | NO | NO | YES | YES | NO
| CEDSADEVICEID | CEDSA Device ID |  | NO | NO | YES | YES | NO
| CEDSASTRUCTUREID | CEDSA Structure ID |  | NO | NO | YES | YES | NO
| STRUCTUREGUID | Structure GUID |  | NO | NO | NO | YES | NO
| CONVCIRCUITID | Conversion Circuit ID |  | NO | NO | YES | YES | NO
| CONVCIRCUITID2 | Conversion Circuit ID2 |  | NO | NO | YES | YES | NO
| STRUCTURECONVID | Structure ConvID |  | NO | NO | YES | YES | NO
| CONVERSIONID | Conversion ID |  | NO | NO | YES | YES | NO
| CONVERSIONWORKPACKAGE | Conversion Work Package |  | NO | NO | YES | YES | NO
| REPLACEGUID | Replace GUID |  | NO | NO | YES | YES | NO
| GLOBALID | Global ID |  | NO | NO | NO | NO | NO
| SHAPE | Shape |  | NO | NO | YES | YES | NO
Notes

## Transformer - Network Padmount
| Transformer | Version 1.0 | Attributes: | Editable:
| Primary Display Field: PGE Display Name | Date | Visible: | Required:
Web Primary Display Field: SUBTYPECD
Number | Attribute | Alias | Description | Visible | Web-Visible | Editable | Allow NULL Values | Allow Mass Attribute Update | AU | Validation | Default | Example | Note | Sequence | Definition
| OPERATINGNUMBER | Operating Number |  | YES | YES | YES | YES | NO |  |  |  |  | Operating Number is NOT required for the following subtypes: Equipment , Distribution Overhead, Streetlight, Secondary. | 1
| OBJECTID | Object ID |  | YES | YES | NO | NO | NO | [5 empty] | 2
| SUBTYPECD | Subtype |  | YES | YES | YES | NO | NO | [5 empty] | 3
| STATUS | Status |  | YES | YES | YES | NO | NO | [5 empty] | 4
| LOCALOFFICEID | Local Office ID |  | YES | YES | YES | YES | NO | [5 empty] | 5
| INSTALLJOBPREFIX | Job Prefix |  | YES | YES | YES | YES | NO |  |  | PM |  |  | 6
| INSTALLJOBNUMBER | Job Number |  | YES | YES | YES | NO | NO | [5 empty] | 7
| NUMBEROFPHASES | Number Of Phases |  | YES | YES | YES | NO | NO | [5 empty] | 8
| OPERATINGVOLTAGE | Operating Voltage |  | YES | YES | YES | NO | NO | [5 empty] | 9
| LOWSIDEVOLTAGE | Low Side Voltage |  | YES | YES | YES | NO | NO | [5 empty] | 10
| UNITCOUNT | Unit Count |  | YES | YES | YES | NO | NO | [5 empty] | 11
| CGC12 | CGC Number |  | YES | YES | YES | NO | NO | [5 empty] | 12
| SUBWAYIDC | Subway Transformer Indicator |  | YES | YES | YES | NO | NO |  |  | NO |  |  | 13
| INTERRUPTERIDC | Interrupter Indicator |  | YES | YES | YES | NO | NO |  |  | NO |  |  | 14
| AUTOIDC | Auto Transformer Indicator |  | YES | NO | YES | NO | NO |  |  | NO
| SPOTIDC | Spot IDC |  | YES | YES | YES | NO | NO |  |  | NO |  |  | 15
| INSTALLATIONTYPE | Installation Type |  | YES | NO | YES | YES | NO
| PHASEDESIGNATION | Phase Designation |  | YES | YES | YES | YES | NO | [5 empty] | 16
| PHASINGVERIFIEDSTATUS | Verified Phasing Status |  | YES | YES | YES | YES | NO | [5 empty] | 17
| ANIMALGUARDTYPE | Animal Guards |  | YES | YES | YES | YES | NO | [5 empty] | 18
| LIVEFRONTIDC | Live Front Indicator |  | YES | YES | YES | YES | NO | [5 empty] | 19
| LOADBREAK | Load Break |  | YES | YES | YES | YES | NO | [5 empty] | 20
| COASTALIDC | Coastal Indicator |  | YES | YES | YES | YES | NO | [5 empty] | 21
| CLIMATEZONE | Climate Zone |  | YES | YES | YES | YES | NO | [5 empty] | 22
| SUBMERSIBLEIDC | Submersible Indicator |  | YES | NO | YES | YES | NO
| GROUNDEDIDC | Grounded Indicator |  | YES | YES | YES | YES | NO | [5 empty] | 23
| REGULATEDOUTPUTIDC | Regulated Output Indicator |  | YES | NO | YES | YES | NO
| STABILIZINGBANKIDC | Stabilizing Bank Indicator |  | YES | NO | YES | YES | NO
| DISTRIBUTEDGENERATIONIDC | Distributed Generation Indicator |  | YES | YES | YES | YES | NO | [5 empty] | 24
| CUSTOMEROWNED | Customer Owned |  | YES | YES | YES | YES | NO | [5 empty] | 25
| COMPLEXDEVICEIDC | Complex Device |  | YES | YES | YES | YES | NO | [5 empty] | 26
| SOURCESIDEDEVICEID | Source Side Device ID |  | YES | YES | YES | YES | NO | [5 empty] | 27
| VAULT | Vault |  | YES | YES | YES | YES | NO | [5 empty] | 28
| FIELDINVESTIGATIONCODE | Field Investigation Code |  | YES | YES | YES | YES | NO | [5 empty] | 29
| COMMENTS | Comments |  | YES | YES | YES | YES | NO | [5 empty] | 30
| LOCDESC | Address |  | YES | YES | YES | YES | NO | [5 empty] | 31
| INSTALLJOBYEAR | Year Installed |  | YES | YES | YES | YES | NO | [5 empty] | 32
| INSTALLATIONDATE | Date Installed |  | YES | NO | YES | YES | NO
| CIRCUITID | Circuit ID |  | YES | YES | NO | YES | NO | [5 empty] | 33
| CIRCUITID2 | Circuit ID 2 |  | YES | YES | NO | YES | NO | [5 empty] | 34
| DMSFEEDERID | DMS Circuit ID |  | YES | NO | YES | YES | NO
| CREATIONUSER | Creation User |  | YES | NO | NO | YES | NO
| DATECREATED | Date Created |  | YES | NO | NO | YES | NO
| DATEMODIFIED | Date Modified |  | YES | NO | NO | YES | NO
| LASTUSER | Last User |  | YES | NO | NO | YES | NO
| REGION | Service Area |  | YES | YES | YES | YES | NO | [5 empty] | 35
| DIVISION | Division |  | YES | YES | YES | YES | NO | [5 empty] | 36
| DISTRICT | District |  | YES | YES | YES | YES | NO | [5 empty] | 37
| CITY | City |  | YES | YES | YES | YES | NO | [5 empty] | 38
| COUNTY | County |  | YES | YES | YES | YES | NO | [5 empty] | 39
| ZIP | ZIP Code |  | YES | NO | YES | YES | NO
| LATITUDE | Latitude |  | YES | YES | YES | YES | NO | [5 empty] | 40
| LONGITUDE | Longitude |  | YES | YES | YES | YES | NO | [5 empty] | 41
| SYMBOLROTATION | Symbol Rotation |  | YES | NO | YES | YES | NO
| SYMBOLNUMBER | Symbol Number |  | YES | NO | YES | YES | NO
| GEMSDISTMAPNUM | GEMS Distribution Map # |  | YES | YES | YES | YES | NO | [5 empty] | 41
| GEMSCIRCUITMAPNUM | GEMS Circuit Map # |  | YES | YES | YES | YES | NO | [5 empty] | 43
| GEMSOTHERMAPNUM | GEMS Other Map # |  | YES | YES | YES | YES | NO | [5 empty] | 44
| LABELTEXT | Label Text |  | NO | NO | NO | YES | NO
| HIGHSIDEVOLTAGE | Hi Side Voltage |  | NO | NO | YES | YES | NO
| RATEDKVA | Rated KVA |  | NO | NO | YES | YES | NO
| HIGHSIDECONFIGURATION | High Side Configuration |  | NO | NO | YES | YES | NO
| HIGHSIDEPROTECTION | High Side Protection |  | NO | NO | YES | YES | NO
| RETIREDATE | Retire Date |  | NO | NO | YES | YES | NO
| LOCALOPOFFICE | Local Operating Office |  | NO | NO | YES | YES | NO
| ELECTRICTRACEWEIGHT | Electric Trace Weight |  | NO | NO | NO | YES | NO
| FEEDERINFO | Feeder Information |  | NO | NO | NO | YES | NO
| ENABLED | Enabled |  | NO | NO | YES | YES | NO
| ANCILLARYROLE | Ancillary Role |  | NO | NO | YES | YES | NO
| CUSTAGREEMENTGUID | Customer Agreement GUID |  | NO | NO | YES | YES | NO
| CEDSADEVICEID | CEDSA Device ID |  | NO | NO | YES | YES | NO
| CEDSASTRUCTUREID | CEDSA Structure ID |  | NO | NO | YES | YES | NO
| STRUCTUREGUID | Structure GUID |  | NO | NO | NO | YES | NO
| CONVCIRCUITID | Conversion Circuit ID |  | NO | NO | YES | YES | NO
| CONVCIRCUITID2 | Conversion Circuit ID2 |  | NO | NO | YES | YES | NO
| STRUCTURECONVID | Structure ConvID |  | NO | NO | YES | YES | NO
| CONVERSIONID | Conversion ID |  | NO | NO | YES | YES | NO
| CONVERSIONWORKPACKAGE | Conversion Work Package |  | NO | NO | YES | YES | NO
| REPLACEGUID | Replace GUID |  | NO | NO | YES | YES | NO
| GLOBALID | Global ID |  | NO | NO | NO | NO | NO
| SHAPE | Shape |  | NO | NO | YES | YES | NO
Notes

## Transformer - Network Subsurfac
| Transformer | Version 1.0 | Attributes: | Editable:
| Primary Display Field: PGE Display Name | Date | Visible: | Required:
Web Primary Display Field: SUBTYPECD
Number | Attribute | Alias | Description | Visible | Web-Visible | Editable | Allow NULL Values | Allow Mass Attribute Update | AU | Validation | Default | Example | Note | Sequence | Definition
| OPERATINGNUMBER | Operating Number |  | YES | YES | YES | YES | NO |  |  |  |  | Operating Number is NOT required for the following subtypes: Equipment , Distribution Overhead, Streetlight, Secondary. | 1
| OBJECTID | Object ID |  | YES | YES | NO | NO | NO | [5 empty] | 2
| SUBTYPECD | Subtype |  | YES | YES | YES | NO | NO | [5 empty] | 3
| STATUS | Status |  | YES | YES | YES | NO | NO | [5 empty] | 4
| LOCALOFFICEID | Local Office ID |  | YES | YES | YES | YES | NO | [5 empty] | 5
| INSTALLJOBPREFIX | Job Prefix |  | YES | YES | YES | YES | NO |  |  | PM |  |  | 6
| INSTALLJOBNUMBER | Job Number |  | YES | YES | YES | NO | NO | [5 empty] | 7
| NUMBEROFPHASES | Number Of Phases |  | YES | YES | YES | NO | NO | [5 empty] | 8
| OPERATINGVOLTAGE | Operating Voltage |  | YES | YES | YES | NO | NO | [5 empty] | 9
| LOWSIDEVOLTAGE | Low Side Voltage |  | YES | YES | YES | NO | NO | [5 empty] | 10
| UNITCOUNT | Unit Count |  | YES | YES | YES | NO | NO | [5 empty] | 11
| CGC12 | CGC Number |  | YES | YES | YES | NO | NO | [5 empty] | 12
| SUBWAYIDC | Subway Transformer Indicator |  | YES | YES | YES | NO | NO |  |  | NO |  |  | 13
| INTERRUPTERIDC | Interrupter Indicator |  | YES | YES | YES | NO | NO |  |  | NO |  |  | 14
| AUTOIDC | Auto Transformer Indicator |  | YES | NO | YES | NO | NO |  |  | NO
| SPOTIDC | Spot IDC |  | YES | YES | YES | NO | NO |  |  | NO |  |  | 15
| INSTALLATIONTYPE | Installation Type |  | YES | NO | YES | YES | NO
| PHASEDESIGNATION | Phase Designation |  | YES | YES | YES | YES | NO | [5 empty] | 16
| PHASINGVERIFIEDSTATUS | Verified Phasing Status |  | YES | YES | YES | YES | NO | [5 empty] | 17
| ANIMALGUARDTYPE | Animal Guards |  | YES | YES | YES | YES | NO | [5 empty] | 18
| LIVEFRONTIDC | Live Front Indicator |  | YES | YES | YES | YES | NO | [5 empty] | 19
| LOADBREAK | Load Break |  | YES | YES | YES | YES | NO | [5 empty] | 20
| COASTALIDC | Coastal Indicator |  | YES | YES | YES | YES | NO | [5 empty] | 21
| CLIMATEZONE | Climate Zone |  | YES | YES | YES | YES | NO | [5 empty] | 22
| SUBMERSIBLEIDC | Submersible Indicator |  | YES | YES | YES | YES | NO | [5 empty] | 23
| GROUNDEDIDC | Grounded Indicator |  | YES | YES | YES | YES | NO | [5 empty] | 24
| REGULATEDOUTPUTIDC | Regulated Output Indicator |  | YES | NO | YES | YES | NO
| STABILIZINGBANKIDC | Stabilizing Bank Indicator |  | YES | NO | YES | YES | NO
| DISTRIBUTEDGENERATIONIDC | Distributed Generation Indicator |  | YES | YES | YES | YES | NO | [5 empty] | 25
| CUSTOMEROWNED | Customer Owned |  | YES | YES | YES | YES | NO | [5 empty] | 26
| COMPLEXDEVICEIDC | Complex Device |  | YES | YES | YES | YES | NO | [5 empty] | 27
| SOURCESIDEDEVICEID | Source Side Device ID |  | YES | YES | YES | YES | NO | [5 empty] | 28
| VAULT | Vault |  | YES | YES | YES | YES | NO | [5 empty] | 29
| FIELDINVESTIGATIONCODE | Field Investigation Code |  | YES | YES | YES | YES | NO | [5 empty] | 30
| COMMENTS | Comments |  | YES | YES | YES | YES | NO | [5 empty] | 31
| LOCDESC | Address |  | YES | YES | YES | YES | NO | [5 empty] | 32
| INSTALLJOBYEAR | Year Installed |  | YES | YES | YES | YES | NO | [5 empty] | 33
| INSTALLATIONDATE | Date Installed |  | YES | NO | YES | YES | NO
| CIRCUITID | Circuit ID |  | YES | YES | NO | YES | NO | [5 empty] | 34
| CIRCUITID2 | Circuit ID 2 |  | YES | YES | NO | YES | NO | [5 empty] | 35
| DMSFEEDERID | DMS Circuit ID |  | YES | NO | YES | YES | NO
| CREATIONUSER | Creation User |  | YES | NO | NO | YES | NO
| DATECREATED | Date Created |  | YES | NO | NO | YES | NO
| DATEMODIFIED | Date Modified |  | YES | NO | NO | YES | NO
| LASTUSER | Last User |  | YES | NO | NO | YES | NO
| REGION | Service Area |  | YES | YES | YES | YES | NO | [5 empty] | 36
| DIVISION | Division |  | YES | YES | YES | YES | NO | [5 empty] | 37
| DISTRICT | District |  | YES | YES | YES | YES | NO | [5 empty] | 38
| CITY | City |  | YES | YES | YES | YES | NO | [5 empty] | 39
| COUNTY | County |  | YES | YES | YES | YES | NO | [5 empty] | 40
| ZIP | ZIP Code |  | YES | NO | YES | YES | NO
| LATITUDE | Latitude |  | YES | YES | YES | YES | NO | [5 empty] | 41
| LONGITUDE | Longitude |  | YES | YES | YES | YES | NO | [5 empty] | 42
| SYMBOLROTATION | Symbol Rotation |  | YES | NO | YES | YES | NO
| SYMBOLNUMBER | Symbol Number |  | YES | NO | YES | YES | NO
| GEMSDISTMAPNUM | GEMS Distribution Map # |  | YES | YES | YES | YES | NO | [5 empty] | 43
| GEMSCIRCUITMAPNUM | GEMS Circuit Map # |  | YES | YES | YES | YES | NO | [5 empty] | 44
| GEMSOTHERMAPNUM | GEMS Other Map # |  | YES | YES | YES | YES | NO | [5 empty] | 45
| LABELTEXT | Label Text |  | NO | NO | NO | YES | NO
| HIGHSIDEVOLTAGE | Hi Side Voltage |  | NO | NO | YES | YES | NO
| RATEDKVA | Rated KVA |  | NO | NO | YES | YES | NO
| HIGHSIDECONFIGURATION | High Side Configuration |  | NO | NO | YES | YES | NO
| HIGHSIDEPROTECTION | High Side Protection |  | NO | NO | YES | YES | NO
| RETIREDATE | Retire Date |  | NO | NO | YES | YES | NO
| LOCALOPOFFICE | Local Operating Office |  | NO | NO | YES | YES | NO
| ELECTRICTRACEWEIGHT | Electric Trace Weight |  | NO | NO | NO | YES | NO
| FEEDERINFO | Feeder Information |  | NO | NO | NO | YES | NO
| ENABLED | Enabled |  | NO | NO | YES | YES | NO
| ANCILLARYROLE | Ancillary Role |  | NO | NO | YES | YES | NO
| CUSTAGREEMENTGUID | Customer Agreement GUID |  | NO | NO | YES | YES | NO
| CEDSADEVICEID | CEDSA Device ID |  | NO | NO | YES | YES | NO
| CEDSASTRUCTUREID | CEDSA Structure ID |  | NO | NO | YES | YES | NO
| STRUCTUREGUID | Structure GUID |  | NO | NO | NO | YES | NO
| CONVCIRCUITID | Conversion Circuit ID |  | NO | NO | YES | YES | NO
| CONVCIRCUITID2 | Conversion Circuit ID2 |  | NO | NO | YES | YES | NO
| STRUCTURECONVID | Structure ConvID |  | NO | NO | YES | YES | NO
| CONVERSIONID | Conversion ID |  | NO | NO | YES | YES | NO
| CONVERSIONWORKPACKAGE | Conversion Work Package |  | NO | NO | YES | YES | NO
| REPLACEGUID | Replace GUID |  | NO | NO | YES | YES | NO
| GLOBALID | Global ID |  | NO | NO | NO | NO | NO
| SHAPE | Shape |  | NO | NO | YES | YES | NO
Notes

## Transformer Lead
| Transformer Lead | Version 1.0 | Attributes: | Editable:
| Primary Display Field: OBJECTID | Date | Visible: | Required:
Web Primary Display Field: OBJECTID
Number | Attribute | Alias | Description | Visible | Web-Visible | Editable | Allow NULL Values | Allow Mass Attribute Update | AU | Validation | Default | Example | Note | Sequence | Definition
| OBJECTID | Object ID |  | YES | YES | NO | NO | NO | [5 empty] | 1
| OPERATINGVOLTAGE | Operating Voltage |  | YES | YES | YES | NO | NO | [5 empty] | 2
| PHASEDESIGNATION | Phase Designation |  | YES | YES | NO | NO | NO | [5 empty] | 3
| COMMENTS | Comments |  | YES | YES | YES | YES | NO | [5 empty] | 4
| CIRCUITID | Circuit ID |  | YES | YES | NO | YES | NO | [5 empty] | 5
| CIRCUITID2 | Circuit ID 2 |  | YES | YES | NO | YES | NO | [5 empty] | 6
| DMSFEEDERID | DMS Circuit ID |  | YES | NO | YES | YES | NO
| CREATIONUSER | Creation User |  | YES | YES | NO | YES | NO | [5 empty] | 7
| DATECREATED | Date Created |  | YES | YES | NO | YES | NO | [5 empty] | 8
| DATEMODIFIED | Date Modified |  | YES | YES | NO | YES | NO | [5 empty] | 9
| LASTUSER | Last User |  | YES | YES | NO | YES | NO | [5 empty] | 10
| REGION | Service Area |  | YES | YES | YES | YES | NO | [5 empty] | 11
| DIVISION | Division |  | YES | YES | YES | YES | NO | [5 empty] | 12
| DISTRICT | District |  | YES | YES | YES | YES | NO | [5 empty] | 13
| CITY | City |  | YES | YES | YES | YES | NO | [5 empty] | 14
| COUNTY | County |  | YES | YES | YES | YES | NO | [5 empty] | 15
| ZIP | ZIP Code |  | YES | YES | YES | YES | NO | [5 empty] | 16
| HYPERLINK | Hyperlink |  | NO | NO | YES | YES | NO
| ENABLED | Enabled |  | NO | NO | YES | YES | NO
| ELECTRICTRACEWEIGHT | Electric Trace Weight |  | NO | NO | YES | YES | NO
| FEEDERINFO | Feeder Information |  | NO | NO | YES | YES | NO
| TRACEABLE | Traceable |  | NO | NO | YES | YES | NO
| CONVCIRCUITID | Conversion Circuit ID |  | NO | NO | YES | YES | NO
| CONVERSIONID | Conversion ID |  | NO | NO | YES | YES | NO
| CONVCIRCUITID2 | Conversion Circuit ID2 |  | NO | NO | YES | YES | NO
| CONVERSIONWORKPACKAGE | Conversion Work Package |  | NO | NO | YES | YES | NO
| REPLACEGUID | Replace GUID |  | NO | NO | YES | YES | NO
| GLOBALID | Global ID |  | NO | NO | NO | NO | NO
| SHAPE.LEN | Shape.len |  | NO | NO
| SHAPE | Shape |  | NO | NO | YES | YES | NO
Notes

## Total_Attributes
Attribute | Description | Feature Class(es) - For attributes with no description.
ACCESSINFO | Coded Value Domains: Unrestricted Access; Readily Accessible; Not Readily Accessible; Uncollectible - First Attempt; Customer - Refusal; Customer - Hostile; Agricultural - Dense crop planting; Terrain - Access by foot only; Weather - No winter access due to snow and ice.
ACCOUNTID | No Description | Service Point
ACCOUNTNUM | No Description | Service Point, Streetlight
ACCOUNTNUMBER | No Description | Streetlight
ALTNM | No Description | streetlight
ANIMALGUARDTYPE | Type of animal guard used. Domain Values: Animal Guards Installed: Bird Guards Installed; Both Guards Installed; No Guards Installed; Unspecified
APNNUM | customer's account number
AREACODE | Area Code
ATTACHMENTTYPE | Values include 900A Underarm Side; 600A Underarm Side; Hooded Quick Breaks; Arcing Horns; Quick Breaks
AUTOBOOSTER | Yes/No Indicator. if yes, this indicates the device is an autobooster. | Voltage Regulator
AUTOMANUAL | Identifier for indicating either Manual or Automatic
AUTOTRANSFERIDC | Unique identifier for indicating an Auto Transfers. Yes/No Indicator
BALLASTCHANGEDATE | No Description | Streetlight
BALLASTTYPE | Code indicating type of ballast used in StreetLight; domain values include high-power factor and normal-power factor.
BANKCODE | this indicates which unit it is | Stepdown
BARCODE | Barcode value on pole
BILLINGCYCLE | No Description | Service Point
BOOSTPERCENT | Code indicating tap setting for increase in capacity achieved by raising the maximum voltage level; domain values include 4 percent, 6 percent, etc.
BUCKETTRUCKIDC | Yes/No Indicator
BUCKPERCENT | Code indicating tap setting for increase in capacity achieved by lowering the minimum voltage level; domain values include 4 percent, 6 percent, etc.
BYPASSPLANS | these are notes the engineers enter giving details of what needs to be done when bypassing or taking the device off line | Dynamic Protective Devices (Fault Interrupter, Recloser, Sectionalizer)
BYPASSPOSITION | Code indicating the position of bypass switch; domain values are Open or Closed.
BYPASSSWITCH | Code indicating presence of bypass fuse on CircuitBreaker; domain values are Open or Closed.
CALTRANSPERMITIDC | A code that indicates that a Cal Trans Permit Exists. Yes/No Indicator
CAPACITY | this indicates how much power the device is capable of handling | Dynamic Protective Devices (Fault Interrupter, Recloser, Sectionalizer), Primary Generator, Step Down, Switch, Voltage Regulator
CAPITALIZEDIDC | A code that indicates if the device is capitalized.
CARRIER | this is tells which company provides the communications to the device, e.g., verizon, cingular, pg&e, etc | Smart Meter
CCBOVERWRITEFLAG | No Description | Streetlight
CCRATING | The Cubic Capacity rating of the device.
CEDSADEVICEID | Unique identifier for a CEDSA Device.
CEDSAID | the legacy CEDSA ID from the old CEDSA database | Support Structure
CEDSALINESECTIONID | Unique identifier for line section
CEDSANUMBEROFPHASES | The number of phases of the device ,etc.
CGC12 | the legacy coordinate system coordinates from the old CEDSA database. | Service Point, Service Location
CHANGEOFPARTYDATE | No Description | Streetlight
CIRCUITID | Feeder Manager identifier assigned to feeders and devices that participate in a specific distribution circuit. Feeder Manager uses the FEEDERID model name in this field.
CIRCUITID2 | Feeder Manager identifier assigned if device is supplied by second feeder. Feeder Manager uses the FEEDERID2 model name in this field.
CITY | City
CLASS | Domain Values: I; II; III; IV; Unknown - Pole Class - Coded Value Domain: 1; 2; 3; 4; H1; H2; H3
COASTALIDC | Yes/No Indicator
COMMENTS | Text of User or Designer comments
CONNECTIONCODE | this indicates how the device is connected electrically to the lines, e.g., delta, wye, etc. | Stepdown
CONNECTIONCONFIGURATION | this indicates how the device is connected electrically to the lines, e.g., delta, wye, etc. | Primary Generation
CONSTRUCTIONTYPE | This field contains a value from the Construction Status domain that indicates the current status of construction on the structure (e.g., proposed, existing, retired).
CONTROLBASEVOLTAGESETTING | this is a setting for the voltage regulator control. This field will be redundant as it in the settings database | Voltage Regulator
CONVIENENCEOUTLETS | No Description | Streetlight
COUNTY | COUNTY
COVERTYPE | Coded Value Domain: Aluminum - Incidental; Concrete - Heavy Full Traffic; Quick Release - Incidental; Other; Unknown
CREATIONUSER | The LAN Identification of the person who initially created the record.
CTRATING | CT rating of the device, etc.
CTRATIO | Ratio of CT. Current transformer ratio of PrimaryMeter.
CURRENTCIRCUMFERENCE | No Description | Support Structure
CUSTOMERCLASS | Code indicating the class of customer
CUSTOMERNAME | The NAME of customer as known to a Customer Information System (CIS).
CUSTOMEROWNED | text indicating if the equipment is Customer Owned (Yes or No).
CUSTOMERTYPE | Code indicating the type of customer
DATASOURCE | No Description | Service Point
DATECREATED | The date the Record was created
DATEMODIFIED | The last date the record was modified
DESCRIPTIVEADDRESS | Short description of the address.
DEVICETYPE | The name for the type of device.
DIFFADDR | No Description | Streetlight
DIFFBADGE | No Description | Streetlight
DIFFIT | No Description | Streetlight
DIFFIX | No Description | Streetlight
DIFFMAP | No Description | Streetlight
DIFFRS | No Description | Streetlight
DIRECTBURYIDC | if yes, this indicates the conductor is not inside a conduit, its directly buried in the ground | Primary Underground Conductor, Secondary Underground Conductor
DISCONNECTIDC | Unique identifier for indicating a Disconnect
DISTMAP | A unique number for Distribution Maps.
DISTRICT | DISTRICT (Values include: Solano; Kern; Fresno; Yosemite; Stanislaus; Delta; Mother Lode)
DIVISION | DIVISION - Values include: Stockton; Yosemite; Fresno; Kern
DUCTCOUNT | Ducts are placeholders for the position of cables and conductors associated with the trench.
DUCTSFILLED | Indicates the number of Ducts are occupied with cables and conductors associated with the trench.
DUCTSIZE | Size of the duct. Conduit Manager uses this field to provide the ability to place ducts within ducts. Underground Facility Manager also uses this field. It requires that the DUCTSIZE model name be assigned.
DUCTSVACANT | Indicates the number of vacant Ducts.
ELEVATION | ELEVATION
EMERGENCYONLY | Yes/No Indicator
ENCASEMENTTYPE | Code indicating encasement type; domain values include Backfill, Concrete, and Unknown.
ESSENTIALCUSTOMERIDC | Code indicating an essential customer; domain values are Yes or No.
EXISTINGREINFORCEMENT | No Description | Support Structure
EXTERNALOPERATINGCODE | No Description | Open Point
EXTERNALOPERATORCODE | Values include: Motor Switch Operator; None; Stored Energy Operator;
FAPPLIANCE1 | No Description | Streetlight
FAPPLIANCE2 | No Description | Streetlight
FAPPLIANCE3 | No Description | Streetlight
FAPPLIANCE4 | No Description | Streetlight
FAPPLIANCE5 | No Description | Streetlight
FAR1 | No Description | Streetlight
FAR2 | No Description | Streetlight
FAR3 | No Description | Streetlight
FAR4 | No Description | Streetlight
FAR5 | No Description | Streetlight
FAROTHER | No Description | Streetlight
FAULTDUTY | this is the fault current available at this location | Dynamic Protective Devices (Fault Interrupter, Recloser, Sectionalizer)
FAULTINDICATORYEARINST | Year Fault Indicator was installed
FIXTURECODE | No Description | Streetlight
FIXTUREMANUFACTURER | No Description | Streetlight
FLIPFLOP | Yes/No Indicator
FMETRICOM | No Description | Streetlight
FOREIGNATTACHIDC | Yes/No Indicator
FUNCTIONALLOCATIONID | No Description | Support Structure
FUSED | Yes/No Indicator
FUSEIDC | Yes/No Indicator
GANGOPERATED | Yes/No Indicator - Values include: PAD; POL
GEMSCIRCUITMAPNUM | A unique number for GEMS Distribution Map
GEMSDISTMAPNUM | A unique number for GEMS Distribution Map.
GEMSOTHERMAPNUM | A unique number for GEMS Other Map.
GENERATORTYPE | this field is actually not being used. It is essentially redundant to the subtypecd with these values: BackupGenerator, CoGeneration, Primary Generation | Primary Generation
GPSLATITUDE | GPS Latitude number
GPSLONGITUDE | GPS Longitude number
GPSSOURCE | No Description | Primary Generation, Secondary Generation, Support Structure, Subsurface Structure
GRDMINTOCT | Free Form Entry. Values included: 100; 140; 180; 240; 600
GROUNDEDIDC | Yes/No Indicator
HALFHRADJTYPE | No Description | Streetlight
HEIGHT | Pole Height
HIGHSIDECONFIGURATION | Device high side connection configuration Domain Values: Closed Delta; Open Delta; Wpen Wye; Single Phase; Wye, Neu(Gr); Wye, No(Gr);
HIGHSIDEPROTECTION | Domain Values: Current Limiting Fuse with Lightning Arrestor; Energy Limiting Fuse; Energy Fuse with Lightning Arrestor; Fault Tamer; Fault Tamer with Lightning Arrestor; Lightning Arrestor; Liquid Fuse with Lightning Arrestor; Self Protected; Self Protected with Lightning Arrestor
HISTGEMSAKA | No Description | Streetlight
HISTGEMSBADGENUM | No Description | Streetlight
HISTGEMSMAPNUM | No Description | Streetlight
HISTGEMSMAPRATE | No Description | Streetlight
INSERVICEDATE | No Description | Serive Point
INSTALLATIONDATE | Date ElectricDevice was installed.
INSTALLATIONDATE | Date structure was installed.
INSTALLATIONTYPE | A short desciption of the Installation Type (Overhead/Padmounted)
INSTALLEDJOBYEAR | The year the device was installed.
INSTALLJOBNUMBER | The Job Number for the installation.
INSTALLJOBPREFIX | The prefix Code for the installation Job. Coded Value Domain: PM; BWO; FIF; GM; SD; WO; etc..
INSTALLJOBYEAR | The year the device was installed.
INTERRUPTINGMEDIUM | Code indicating interrupting medium that insulates contacts of DynamicProtectiveDevice; domain values include Air, Oil, Vacuum, etc.
INVENTORIEDBY | The Lan Identification of the person who performed the inventory count.
INVENTORYDATE | The date the inventory was performed.
INVENTORYNO | Inventory Number
ITEMTYPECODE | No Description | Streetlight
JACKETTYPE | currently tells whether the covering of the cable is PE or PVC or none | Primary Underground Conductor, Secondary Underground Conductor, Secondary Overhead Conductor
JOINTCOUNT | No Description | Support Structure
JOINTOWNED | A code designating the device as joint owned.
JOINTTRENCH | Code that indicates joint trench.
JOINTTRENCHIDC | Code that indicates joint trench
JP_DISTRICT | Joint Pole District
JPADATE | The date of the original Joint Pole Agreement.
JPAGREEMENTDATE | Joint Pole Agreement date.
JPANUMBER | The Joint Pole Agreement Number.
JPASEQUENCE | The Joint Pole Agreement Sequence.
JPNUMBER | Joint Pole Number.
JPSEQUENCE | Joint Pole Sequence.
KW | Power rating in kW.
LADDER | Yes/No Indicator.
LAMPCHANGEDATE | The date the lamp was changed.
LAMPTYPE | The type of lamp.
LASTMODIFYDATE | The date the record was last changed
LASTUSER | The LAN Identification of the User that last changed the records.
LATITUDE | Latitude coordinant
LENGTHSOURCE | The measured length of the conductor.
LENSTYPE | The type of Lens
LIFESUPPORTIDC | Code indicating an life support equipment at the location; domain values are Yes or No.
LIGHT | Yes/No Indicator
LIGHTNINGARRESTORIDC | Yes/No Indicator
LIGHTSTYLE | The style of light
LINKRATING | Domain Values: 1A; 2A; 30A; 35A; 300A; etc
LINKTYPE | Domain Values: N; T; E; K; CL; FT; ELF
LITESIZETYPE | No Description | Streetlight
LITETYPETYPE | No Description | Streetlight
LOCALOFFICEID | The identification number of the Local Office (Bakersfield - 66)
LOCALOPOFFICE | No Description | Stepdown
LOCATIONDESC | Short description of the Location.
LOCATIONID | Unique Identification number for the location
LOCDESC | Address of the device.
LOCDESC2 | Second Address of the device.
LOCDESC3 | Third Address of the device.
LOCKOUTNUM | this is a setting for the protective device such as a recloser. This field will be redundant as it in the settings database | Dynamic Protective Devices (Fault Interrupter, Recloser, Sectionalizer)
LOCKOUTOPS | Currently Not populated
LONGITUDE | Longitude coordinant
LUMENOUTPUT | The lumen output of a streetlight
LUMNCHANGEDATE | The date the lumen output changed
MAILADDR1 | Street Address
MAILADDR2 | Second line of the street address
MAILCITY | City of the Mailing address
MAILNAME1 | Street Mailing Address
MAILNAME2 | Second line of the mailing street address
MAILSTATE | State of the Mailing address
MAILSTREETNAME1 | Street name of the mailing address
MAILSTREETNAME2 | second line of address of the mailing address
MAILSTREETNUM | Street number of the mailing address
MAILZIP | Zip Code of the Mailing address
MAILZIPCODE | mailing address zip code
MAINLINEIDC | tells whether this conductor is considered mainline or not | Primary Underground Conductor
MAINTNOTE | No Description | Streetlight
MANUALLYOPERATED | Yes/No Indicator
MANUFACTUREDYEAR | Year Manufactured
MANUFACTURER | The name of the Manufacturer of the ElectricDevice (Coded Value Domains: Alcoa; AB Chance; Allis-Chalmers; Alcan, etc.)
MAPNUMBER | No Description | Streetlight
MAPNUMBERNEW | No Description | Streetlight
MAPOFFICE | No Description | Support Structure, Subsurface Structure
MATERIAL | Short description of the material. Coded Value Domain: Concrete; Wood; Other; Unknown
MATERIALCODE | Unique number for the material. Not a domain. Values include 1883; 1989; 2184; etc.
MAXCONTINUOUSCURRENT | Maximum Continuous Current
MAXINTERRUPTINGCURRENT | Maximum Interrupting Current
MCRATING | MC Rating
MEASUREDLENGTH | Length of ConduitSystem. The ArcFM Length Measured Domain autoupdater uses the MEASUREDLENGTH model name on this field. This field must also be Editable for the autoupdater to work correctly.
METER | this field has been removed from this feature in datamodel 8.3 | Dynamic Protective Devices (Fault Interrupter, Recloser, Sectionalizer), Service Point, Secondary Generation, Smart Meter Network Device, Streetlight
Meter Number | Unique number for the meter
MeterID | Unique identification number for the meter
MHCOVERSIZE | indicates the manhole cover size | Subsurface Structure
MHCOVERTYPE | indicates the manhole cover type | Subsurface Structure
MOUNTINGTYPE | this field is not currently used in this feature. It has a default value of 'na' | Dynamic Protective Devices (Fault Interrupter, Recloser, Sectionalizer)
MULTIFUNCTIONALIDC | Unique identifier for indicating the device has multiple functions.
NAICS | No Description | Service Point
NAMEOFCOGENERATOR | The name of the co-generator
NEARESTST | No Description | Streetlight
NETENERGYMETERING | Indicates whether there this is a net energy metering customer, i.e., they have some sort of generation at their premise | Service Point
NEUTRALIDC | indicates whether it is a neutral conductor | Primary Underground Conductor
NEWGRIDMAPNUM | No Description | Streetlight
NORMALPOSITION | The normal position of the device (open/closed)
NORMALPOSITION_A | The normal A position of the device (open/closed)
NORMALPOSITION_B | The normal B position of the device (open/closed)
NORMALPOSITION_C | The normal C position of the device (open/closed)
NORMALPOSITION_C | The normal C position of the device (open/closed)
NUMBERFUSESPERPHASE | The number of fuses per phase.
NUMBEROFPHASES | The number of phases of the device ,etc.
NUMBEROFSTEPS | The number or Step Phases.
Object ID | A unique Identification number for the object (Equipment, Device, etc.).
OFFICE | Short descritpion of the PG&E office.
OKTOBYPASS | A designation indicating that it is ok to bypass the device
ONLINESTATUS | The online status of the device (On-line, off-line).
OPERATINGAS | Domain Values Include: Recloser; Sectionalizer; Switch
OPERATINGNUMBER | The operating number of the Device
OPERATINGSCHEDULE | Brief description of the operating Schedule.
OPERATINGVOLTAGE | The operating voltage the voltage device is rated to carry.
ORIGINALCIRCUMFERENCE | No Description | Support Structure
ORIGINALTREATMENTTYPE | Coded Value Domain: Butane; Cellon Gas, Ammoniacal Copper Zinc Arsenate
OTHERMAP | A unique number for Other Map.
OWNERBADGENUMBER | The badge number of the owner of equipment.
OWNERNAME | The name of the person that owns the equipment.
OWNERSHIP | Short Description of who owns the equipment.
PAINTPOLE | No Description | Streetlight
PARTNUMBER | A unique number associated with a part.
PCELL | No Description | Streetlight
PCELLCHANGEDATE | No Description | Streetlight
PCMINTOCT | Free Form Entry. Values inclued: NULL; 340; 480; 600; 720; 800
PHASEDESIGNATION | A letter designating the phase of the device.
PHASINGVERIFIEDSTATUS | Domain values: Field Verified; Conversion Source; Estimated;Defaulted; Not Verified
PHONENUM | customer's telephone number
PHOTOCELLTYPE | No Description | Streetlight
PLATFORMMOUNTEDIDC | Yes/No Indicator
POLECHANGEDATE | The date that the pole was change out.
POLECOUNT | The number of poles
POLELENGTH | The hieght of the pole
POLEPAINTDATE | The date the pole was painted.
POLETOPEXTIDC | Yes/No Indicator
POLETYPE | The type of Pole. Coded Value Domain: Communication; Distribution; Streetlight; Transmission; Transmission with Distribution
POLEUSE | Coded Value Domain: Aluminum; Concrete; Center Bore; Fiberglass; Other; Steel; Through Bore; Tower; Tree; Wood Guy; Wood; etc
POTENTIAL | Domain values: Single Left Potential; Single Right Potential; Double Potential; Unknown; NA
POWERFACTOR | this is a field to record a power factor of the generation | Primary Generation, Secondary Generation
PREMISEID | No Description | Service Point, Streetlight
PREMISETYPE | No Description | Service Point
RATEDAMPS | The sum of the rated kVA of its related units.
RATESCHEDULE | the customer's rate schedule | Service Point, Streetlight
RECEIVEDATE | No Description | Streetlight
RECLOSEBLOCKIDC | Unique identifier for indicating a Reclosure
RECORDSTATUS | No Description | Streetlight
REGION | The name of the Region - Values include: Northern; Central Coast; Central Valley
RELAYCONTROLOBJECTID | Unique identifier for a Replay Control Object.
REVENUEACCOUNTCODE | No Description | Service Point
REVERSEPOWERFLOW | Yes/No Indicator
RISERUSAGE | No Description | Secondary Riser
SAPEQUIPID | A unique code for equipment records in SAP.
SEASONOFF | Domain Values: Summer; Winter; Both; Neither
SECTIONALIZERCUTOUT | Yes/No Indicator
SECTIONALIZINGFEATURE | Domain Values: Cut-out; Cut-In; None; NA
SENSITIVECUSTOMERIDC | Code indicating an sensitive customer; domain values are Yes or No.
SERIALNUMBER | Serial Number of the Device.
SERVICEADDRESS1 | The address of a service location
SERVICEADDRESS2 | Additional address of a service location
SERVICEAGREEMENTID | A unique code indicating a Service Agreement
SERVICEIDC | A unique code indicating a Service
SERVICEPOINTID | A unique code for a Service Point
SERVICETYPE | Short description of a servie type
SHIELDINGIDC | No Description | Streetlight
SOILCONDITION | Short description of the condition of the soil.
SOURCEACCURACY | this field looks to me to be erroneusly associated with this feature. The domain for it contains values that indicate the accuracy of the map or aerial photo source. | Primary Generation, Subsurface Structure
SOURCESIDEDEVICEID | Unique Identifier of the source side device.
SPACING | this stores how many feet are between each conductor | Primary Overhead Conductor
SPECIALCUSTOMERTYPE | Code indicating the type of special customer
SPECIES | Species of pole
SPITEMHISTORY | No Description | Streetlight
SPLICESIZE | this field has a default value of 'na' or 'not applicable', but if someone wanted to it looks like they could enter up to 5 characters to indicate the splice size | Open Point
SPLICETYPE | Values: Straight; Unknown.
STATE | STATE
STATEREGAREA | Yes/No Indicator
STATUS | The status of the device (In-service, etc.) - ( Proposed - Install; Proposed - Change; Proposed - Remove; Proposed - Deactivated; In Service; Idle)
STATUSFLAG | No Description | Streetlight
STEPUPIDC | Code indicating a Step Up
STREET | STREET Name
STREETLIGHTNUMBER | a unique number for the street light.
STREETLIGHTROLE | No Description | Streetlight
STREETLIGHTSEQNO | No Description | Streetlight
STREETLIGHTSGISID | No Description | Streetlight
STREETLIGHTSGISSAID | No Description | Streetlight
STREETLIGHTSGISSPID | No Description | Streetlight
STREETLIGHTTRANSACTION | No Description | Streetlight
STREETNAME1 | Street Name
STREETNAME2 | Street Name additional text field
STREETNM | No Description | Streetlight
STREETNUMBER | Street number
STRUCTURENUMBER | No Description | Subsurface Structure
STRUCTURESIZE | Coded Value Domain: 3'0"x5'0"x3'6"; 4'6"x8'6"x6'0"; 4'6"x8'6"x7'6"
STRUCTURETYPE | Coded Value Domain: 200-Amp Equipment; 200-Amp Splice; 200-Amp Transformer; 600-Amp Equpment; etc
SUBTYPECD | A Sub-category (type) of the device. - (Interrupter; Recloser; Sectionalizer, Overhead; Underground, Load Break Elbow; Dead Break Elbow; Open Point; Flying Bell; Splice; Separable Tee; Conductor Change; Pseudo Open Point, Pole: Electrolier; Tower; Guy Stub: Push Brace; Tree; Other Structure; Poloe Stub, etc.)
SUPERVISORYCONTROL | Yes/No Indicator
SUSPENSION | No Description | Streetlight
SWITCHEDWITHVARSENSORIDC | Yes/No Indicator
SWITCHMODEIDC | Yes/No Indicator
SWITCHPOSITION | The position of the switch. Values include Automatic; Manual; and Not Applicable
SWITCHTYPE | A short desciption of the Switch Type (Overhead Disconnect; Subsurface Switch; Underground Disconnect)
TECHIDENTNO | TECH Identification Number
TIESWITCHIDC | Unique identifier for indicating a Tie Switch - Yes/No Indicator
TIMECONTROLIDC | No Description | Streetlight
TOTALKVAR | The total KVAR for the conductor Bank
TOTCODE | No Description | Streetlight
TOWNSHIPTERRITORYCODE | No Description | Service Point
TOWNTERRDESC | No Description | Streetlight
UGASTATUS | No Description | Primary Underground Conductor
UGASTATUSVERIFIEDBY | No Description | Primary Underground Conductor
UGASTATUSVERIFIEDDATE | No Description | Primary Underground Conductor
UNIQUESPID | No Description | Service Point, Streetlight
UNITCOUNT | The sum of the Voltage Regulator Units that make up the bank.
UNITKVAR | The KVAR for a unit
URBANRURALCODE | Coded Value Domain: Urban and Rural
USERID | No Description | Streetlight
VACANTIDC | Yes/No Indicator
VAULT | Database values include: l102S; WINSP, 105; 5c1; 6997; 105; 39; 7D2; 3B313; 4A241
VC_NUM | No Description | Support Structure
VOLTAGE | this field has been removed from this feature in datamodel 8.3 | Capacitor Bank, Dynamic Protective Devices (Fault Interrupter, Recloser, Sectionalizer), Fuse, Open Point, Primary Overhead Conductor, Primary Underground Conductor, Secondary Overhead Conductor, Step Down, Streelight, Switch, Voltage Regulator
WATTAGE | No Description | Streetlight
YEARMANUFACTURED | The year the device was manufactured.
ZGBPCTIMP | these are percent impedence values for the setpdown transformer used by engineers for fault calculations | Stepdown
ZHLPCTIMP | these are percent impedence values for the setpdown transformer used by engineers for fault calculations | Stepdown
ZHPCTIMP | these are percent impedence values for the setpdown transformer used by engineers for fault calculations | Stepdown
ZIP | Zip Code
ZLPCTIMP | these are percent impedence values for the setpdown transformer used by engineers for fault calculations | Stepdown
ZTPCTIMP | these are percent impedence values for the setpdown transformer used by engineers for fault calculations | Stepdown