## SM_SWITCH
Key | Source Table | Column Name | Seq | Column | Nulls | Type | UI Section | Field Type | Validation | GUI Label | COMMENTS
a | GIS | Via the Change Detection process | 10 | GLOBAL_ID | NOT NULL | CHAR(38)
a | SM | Application Defined | 20 | ROW_TYPE | NOT NULL | NVARCHAR2 (2)
| GIS | Via the Change Detection process | 30 | FEATURE_CLASS_NAME | NOT NULL | NUMBER(38)
| GIS | Via the Change Detection process | 40 | OPERATING_NUM |  | NVARCHAR(2)9 | Main |  |  | Operating Number
| GIS | Via the Change Detection process | 50 | DIVISION | NOT NULL | NVARCHAR(50)
| GIS | Via the Change Detection process | 60 | DISTRICT | NOT NULL | NVARCHAR(50)
b | SWITCH | DEVICE_ID | 70 | DEVICE_ID |  | NUMBER(10) | Main |  |  | Device ID
|  |  | 80 | PREPARED_BY | NOT NULL | NVARCHAR2(60) | Main |  | System created not enterable | Prepared By
| SWITCH | CONTROL_SERIAL_# | 90 | CONTROL_SERIAL_NUM |  | NVARCHAR(18) | Main |  | User entered. No validation. | Controller Serial #
|  |  | 100 | DATE_MODIFIED | NOT NULL | DATE | Main |  | System generated. | Date modified
|  |  | 110 | TIMESTAMP | NOT NULL | TIMESTAMP |  |  | System generated.
|  |  | 120 | EFFECTIVE_DT | NOT NULL | DATE | Main |  | System generated. | Effective Date
|  |  | 130 | PEER_REVIEW_DT |  | DATE | Main |  | Should not be earlier than today. User entered. | Peer Reviewer Date
|  |  | 140 | PEER_REVIEW_BY |  | NVARCHAR(60) | Main |  |  | Peer Reviewer
|  |  | 150 | NOTES |  | NVARCHAR2(240) | Main |  |  | Notes
|  | Default to 'C' | 160 | CURRENT_FUTURE | NOT NULL | NVARCHAR2(4)
|  |  | 170 | RELEASED_BY |  | NVARCHAR(60)
|  |  | 180 | PROCESSED_FLAG | NOT NULL | NVARCHAR(1) |  |  | Y or N
|  |  | 190 | OK_TO_BYPASS |  | NVARCHAR(1) | Main |  | Y or N | Ok To Bypass
| SWITCH | CONTROL_TYPE | 200 | CONTROL_UNIT_TYPE | NOT NULL | NVARCHAR2(4) | Main | DD |  | Control Unit Type
| SWITCH | SWITCH_TYPE | 210 | SWITCH_TYPE |  | NVARCHAR2(4) | Main | DD | Lookup. SWITCH_TYPE in the CEDSA CODES table. | Switch Type
| SWITCH | SECTIONALIZING_FEATURE | 220 | SECTIONALIZING_FEATURE |  | NVARCHAR2(4) | Main | DD | Lookup. SECT_FEATURE in the CEDSA CODES table. | Sectionalizing Feature
|  |  | 230 | ATS_CAPABLE |  | NVARCHAR(1) | Main |  | Y or N | ATS Capable
|  |  | 240 | ATS_FEATURE |  | NVARCHAR2(4) | Main | DD | Lookup. One of: Cut In Cut Out | ATS Feature
|  |  | 250 | PHA_FAULT_CUR_LEVEL |  | NUMBER (10) | Main |  | 0 to 99,999 | Phase Fault DPhase Fault Detection Current Level (RMS Amp) | Only where SWITCH_TYPE=SCADAMate
|  |  | 260 | GRD_FAULT_CUR_LEVEL |  | NUMBER (10) | Main |  | 0 to 99,999 | Ground Fault Detection Current Level (RMS Amps) | Only where SWITCH_TYPE=SCADAMate
|  |  | 270 | PHA_FAULT_DURATION |  | NUMBER (10) | Main |  | 0 to 99,999 | Phase Fault Duration Time Threshold (Msecs) | Only where SWITCH_TYPE=SCADAMate
|  |  | 280 | GRD_FAULT_DURATION |  | NUMBER (10) | Main |  | 0 to 99,999 | Ground Fault Duration Time Threshold (Msecs) | Only where SWITCH_TYPE=SCADAMate
|  |  | 290 | PHA_INRUSH_TIME |  | NUMBER (10) | Main |  | 0 to 99,999 | Phase Current Inrush Restraint Time (Msecs) | Only where SWITCH_TYPE=SCADAMate
|  |  | 300 | GRD_INRUSH_TIME |  | NUMBER (10) | Main |  | 0 to 99,999 | Ground Current Inrush Restraint Time (Msecs) | Only where SWITCH_TYPE=SCADAMate
|  |  | 310 | PHA_INRUSH_MULT |  | NUMBER (10,2) | Main |  | 0 to 99,999.99 | Phase Current Inrush Restraint Multiplier | Only where SWITCH_TYPE=SCADAMate
|  |  | 320 | GRD_INRUSH_MULT |  | NUMBER (10,2) | Main |  | 0 to 99,999.99 | Ground Current Inrush Restraint Multiplier | Only where SWITCH_TYPE=SCADAMate
|  |  | 330 | SECT_RESET_TIME |  | NUMBER (10) | Main |  | 0 to 99,999 | Sectionalizer Reset Time (seconds) | Only where SWITCH_TYPE=SCADAMate
|  |  | 340 | RECLOSE_RESET_TIME |  | NUMBER (10) | Main |  | 0 to 99,999 | Successful Reclose Reset Time (seconds) | Only where SWITCH_TYPE=SCADAMate
|  |  | 350 | OC_TO_VOLT_TIME |  | NUMBER (10,2) | Main |  | 0 to 99,999.99 | OC to Volt Loss Association Time (tenths, both feeds) | Only where SWITCH_TYPE=SCADAMate
|  |  | 360 | FAULT_CUR_LOSS |  | NUMBER (10) | Main |  | 0 to 99,999 | Fault Current before First/All Vltage Loss(es) | Only where SWITCH_TYPE=SCADAMate
|  |  | 370 | RECL_COUNT_TO_TRIP |  | NUMBER (10) | Main |  | 0 to 99,999 | Recloser Counts to Sectionalizer Trip | Only where SWITCH_TYPE=SCADAMate
|  |  | 380 | SHOTS_REQ_LOCKOUT |  | NUMBER (10) | Main |  | 0 to 99,999 | Number of Shots Required for Lockout | Only where SWITCH_TYPE=SCADAMate
|  |  | 390 | SHOTS_TO_LOCKOUT_TIME |  | NUMBER (10) | Main |  | 0 to 99,999 | Shots-To-Lockout Time Threshold (secs) | Only where SWITCH_TYPE=SCADAMate
|  |  | 400 | OVERC_SHOTS_TO_LO_OPER |  | NUMBER (10) | Main |  | 0 to 99,999 | Overcurrent Required before Shots-To-LO Oper. | Only where SWITCH_TYPE=SCADAMate
|  |  | 410 | VOLT_LOSS_THRESH |  | NUMBER (10) | Main |  | 0 to 99,999 | Voltage Loss Threshoold (RMS Volts) | Only where SWITCH_TYPE=SCADAMate
|  |  | 420 | TIME_THRESH |  | NUMBER (10) | Main |  | 0 to 99,999 | Time Threshold (seconds) | Only where SWITCH_TYPE=SCADAMate
|  |  | 430 | CURR_THRESH |  | NUMBER (10) | Main |  | 0 to 99,999 | Current Threshold (amps, both feeds) | Only where SWITCH_TYPE=SCADAMate
|  |  | 440 | AUTO_RECLOSE_TIME |  | NUMBER (10) | Main |  | 0 to 99,999 | Automatic Reclose Time Threshold | Only where SWITCH_TYPE=SCADAMate
|  |  | 450 | ATS_preferred_feed |  | NVARCHAR2(50) | Main |  | varchar 50 | ATS preferred feed | Only for ATS_CAPABLE = Y
|  |  | 460 | ATS_alternate_feed |  | NVARCHAR2(50) | Main |  | varchar 50 | ATS alternate feed | Only for ATS_CAPABLE = Y
|  |  | 470 | Select_preferred |  | NVARCHAR2(4) | Main | DD | Left, Right Default:Left | Select preferred | Only for ATS_CAPABLE = Y
|  |  | 480 | Unbalance_detect |  | NVARCHAR2(4) | Main | DD | On, Off Default:On | Unbalance detect | Only for ATS_CAPABLE = Y
|  |  | 490 | Select_return |  | NVARCHAR2(4) | Main | DD | Hold, Auto, Window Default:Auto | Select return | Only for ATS_CAPABLE = Y
|  |  | 500 | Select_Transition |  | NVARCHAR2(4) | Main | DD | Open/Closed Default: Open | Select Transition | Only for ATS_CAPABLE = Y
|  |  | 510 | Dwell_Timer |  | NVARCHAR2(4) | Main | DD | Selection of transition-dwell time delay In/Out Default: Out | Dwell Timer | Only for ATS_CAPABLE = Y
|  |  | 520 | Normalize_Left |  | NUMBER (10) | Main |  | Compensation for non-standard voltage | Normalize Left | Only for ATS_CAPABLE = Y
|  |  | 530 | Normalize_Right |  | NUMBER (10) | Main |  | Compensation for non-standard voltage | Normalize Right | Only for ATS_CAPABLE = Y
|  |  | 540 | Set_Base_Left |  | NUMBER (10) | Main |  | Calibrates Control 105-130 volts | Set Base Left | Only for ATS_CAPABLE = Y
|  |  | 550 | Set_Base_Right |  | NUMBER (10) | Main |  | Calibrates Control 105-130 volts | Set Base Right | Only for ATS_CAPABLE = Y
|  |  | 560 | Access_Code |  | NVARCHAR2(4) | Main |  | Selection of alternatiove access code | Access Code | Only for ATS_CAPABLE = Y
|  |  | 570 | Comm_O_bit_rate |  | NUMBER (10) | Main |  | Selection of communication port data transfer bit | Comm O bit rate | Only for ATS_CAPABLE = Y
|  |  | 580 | Lockout_Level |  | NUMBER (10) | Main |  | 0-2000 | Lockout Level | Only for ATS_CAPABLE = Y
|  |  | 590 | Loss_of_Source |  | NUMBER (10) | Main |  | Voltage at which ATS call for transfer 10-105 volts derfault: 85 | Loss of Source | Only for ATS_CAPABLE = Y
|  |  | 600 | Return_to_Source_VOLT |  | NUMBER (10) | Main |  | Return to source voltage if set to AUTO or WINDOW 100-120 default:105 | Return to Source | Only for ATS_CAPABLE = Y
|  |  | 610 | Overvolt_detect |  | NUMBER (10) | Main |  | Overvoltage at which you get an event on event log 120-140 default:135 | Overvolt detect | Only for ATS_CAPABLE = Y
|  |  | 620 | Unbalance_detect_VOLT |  | NUMBER (10) | Main |  | Voltage unbalance which causes transfer 12-60 default: 18 | Unbalance detect | Only for ATS_CAPABLE = Y
|  |  | 630 | Loss_of_Left_source |  | NUMBER (10,2) | Main |  | 0.25to 240 seconds Default:2.00 s | Loss of Left source | Only for ATS_CAPABLE = Y
|  |  | 640 | Loss_of_Right_source |  | NUMBER (10,2) | Main |  | 0.25to 240 seconds Default:2.00 s | Loss of Right source | Only for ATS_CAPABLE = Y
|  |  | 650 | Return_to_Source_TIME |  | NUMBER (10) | Main |  | 5 seconds tto 8 hours default 00:03:00 | Return to Source | Only for ATS_CAPABLE = Y
|  |  | 660 | Lockout_reset |  | NUMBER (10,2) | Main |  | 0.25to 240 seconds Default:20.0 s | Lockout reset | Only for ATS_CAPABLE = Y
|  |  | 670 | OC_lockout_pickup |  | NUMBER (10) | Main |  | 3 to 100 Milliseconds default 50 ms | OC lockout pickup | Only for ATS_CAPABLE = Y
|  |  | 680 | Transition_Dwell |  | NUMBER (10,2) | Main |  | 0.25 to 10 seconds default 2.00 seconds | Transition Dwell | Only for ATS_CAPABLE = Y
|  |  | 690 | Window_Begin |  | NVARCHAR2(5) | Main |  | 24 hour format default 01:00 | Window Begin | Only for ATS_CAPABLE = Y
|  |  | 700 | Window_length |  | NVARCHAR2(5) | Main |  | 24 hour format default 03:00 | Window length (24 Hr) | Only for ATS_CAPABLE = Y
|  |  | 710 | FLISR |  | NVARCHAR(4) | FLISR |  | Checkbox. Y or N. Must be SCADA to be enabled for FLISR. Default = No. Uncheck SCADA and FLISR becomes unchecked. | FLISR Automation Device | New field
|  |  | 720 | Summer_Load_Limit |  | NUMBER (10) | FLISR |  |  | Summer Load Limit (amps)
|  |  | 730 | Winter_Load_Limit |  | NUMBER (10) | FLISR |  |  | Winter Load Limit (amps)
|  |  | 740 | Limiting_Factor |  | NVARCHAR(250) | FLISR |  |  | Limiting Factor
|  |  | 750 | Engineering_Comments |  | NVARCHAR(250) | FLISR |  |  | Engineering Comments
|  |  | 760 | Operating_Mode |  | NVARCHAR2(4) | FLISR | DD | New picklist. One of Switch/Sectionalizer/Recloser (picklist) | Operating Mode
| SWITCH | FIRMWARE_VERSION | 770 | FIRMWARE_VERSION |  | NVARCHAR(12) | Main |  | Free Form | Firmware Version
| SWITCH | SOFTWARE_VERSION | 780 | SOFTWARE_VERSION |  | NVARCHAR(12) | Main |  | Free Form | Software Version
|  |  | 790 | ENGINEERING_DOCUMENT |  | NVARCHAR(4) | Main | DD | Lookup. New picklist. Values waiting on PG&E. | Engineering Document
| SCADA | <If there is a SCADA record for this DEVICE_ID then Y else N> | 800 | SCADA |  | NVARCHAR(1) | SCADA |  | Y or N | SCADA?
| SCADA | SCADA_TYPE | 810 | SCADA_TYPE |  | NVARCHAR(4) | SCADA | DD | Lookup. SCADA_TYPE in the CEDSA CODES table. | SCADA Type
|  |  | 820 | MASTER_STATION |  | NVARCHAR(4) | SCADA |  |  | Master Station | Waiting to confirm data type
|  |  | 830 | BAUD_RATE |  | NUMBER(5) | SCADA |  |  | Baud Rate | Waiting to confirm data type
|  |  | 840 | TRANSMIT_ENABLE_DELAY |  | NUMBER(5) | SCADA |  |  | Transmit Enable Delay | Waiting to confirm data type
|  |  | 850 | TRANSMIT_DISABLE_DELAY |  | NUMBER(5) | SCADA |  |  | Transmit Disable Delay | Waiting to confirm data type
|  |  | 860 | RTU_ADDRESS |  | NVARCHAR(25) | SCADA |  |  | RTU Address | Waiting to confirm data type
|  |  | 870 | REPEATER |  | NVARCHAR(25) | SCADA |  |  | (if applicable) Repeater | Waiting to confirm data type
|  |  | 880 | SPECIAL_CONDITIONS |  | NVARCHAR(250) | SCADA |  |  | Special conditions | Waiting to confirm data type
| SCADA | RADIO_MANF_CD | 890 | RADIO_MANF_CD |  | NVARCHAR(4) | SCADA | DD | Lookup. RADIO_MANF in the CEDSA CODES table. | SCADA radio manufacturer
| SCADA | RADIO_MODEL_# | 900 | RADIO_MODEL_NUM |  | NVARCHAR(25) | SCADA |  | Free Form | SCADA radio model #
| SCADA | RADIO_SERIAL_# | 910 | RADIO_SERIAL_NUM |  | NVARCHAR(25) | SCADA |  | Free Form | SCADA radio serial #

## FieldListBy_UI
FIELD_NAME | SWITCH_TYPE | ATS
DEVICE_ID | SCADAMate | Y
PREPARED_BY | SCADAMate | Y
CONTROL_SERIAL_NUM | SCADAMate | Y
DATE_MODIFIED | SCADAMate | Y
EFFECTIVE_DT | SCADAMate | Y
PEER_REVIEW_DT | SCADAMate | Y
PEER_REVIEW_BY | SCADAMate | Y
NOTES | SCADAMate | Y
OK_TO_BYPASS | SCADAMate | Y
CONTROL_UNIT_TYPE | SCADAMate | Y
SWITCH_TYPE | SCADAMate | Y
SECTIONALIZING_FEATURE | SCADAMate | Y
ATS_CAPABLE | SCADAMate | Y
ATS_FEATURE | SCADAMate | Y
PHA_FAULT_CUR_LEVEL | SCADAMate | Y
GRD_FAULT_CUR_LEVEL | SCADAMate | Y
PHA_FAULT_DURATION | SCADAMate | Y
GRD_FAULT_DURATION | SCADAMate | Y
PHA_INRUSH_TIME | SCADAMate | Y
GRD_INRUSH_TIME | SCADAMate | Y
PHA_INRUSH_MULT | SCADAMate | Y
GRD_INRUSH_MULT | SCADAMate | Y
SECT_RESET_TIME | SCADAMate | Y
RECLOSE_RESET_TIME | SCADAMate | Y
OC_TO_VOLT_TIME | SCADAMate | Y
FAULT_CUR_LOSS | SCADAMate | Y
RECL_COUNT_TO_TRIP | SCADAMate | Y
SHOTS_REQ_LOCKOUT | SCADAMate | Y
SHOTS_TO_LOCKOUT_TIME | SCADAMate | Y
OVERC_SHOTS_TO_LO_OPER | SCADAMate | Y
VOLT_LOSS_THRESH | SCADAMate | Y
TIME_THRESH | SCADAMate | Y
CURR_THRESH | SCADAMate | Y
AUTO_RECLOSE_TIME | SCADAMate | Y
FLISR | SCADAMate | Y
Summer_Load_Limit | SCADAMate | Y
Winter_Load_Limit | SCADAMate | Y
Limiting_Factor | SCADAMate | Y
Engineering_Comments | SCADAMate | Y
Operating_Mode | SCADAMate | Y
FIRMWARE_VERSION | SCADAMate | Y
SOFTWARE_VERSION | SCADAMate | Y
ENGINEERING_DOCUMENT | SCADAMate | Y
SCADA | SCADAMate | Y
SCADA_TYPE | SCADAMate | Y
MASTER_STATION | SCADAMate | Y
BAUD_RATE | SCADAMate | Y
TRANSMIT_ENABLE_DELAY | SCADAMate | Y
TRANSMIT_DISABLE_DELAY | SCADAMate | Y
RTU_ADDRESS | SCADAMate | Y
REPEATER | SCADAMate | Y
SPECIAL_CONDITIONS | SCADAMate | Y
RADIO_MANF_CD | SCADAMate | Y
RADIO_MODEL_NUM | SCADAMate | Y
RADIO_SERIAL_NUM | SCADAMate | Y
DEVICE_ID | SCADAMate | N
PREPARED_BY | SCADAMate | N
CONTROL_SERIAL_NUM | SCADAMate | N
DATE_MODIFIED | SCADAMate | N
EFFECTIVE_DT | SCADAMate | N
PEER_REVIEW_DT | SCADAMate | N
PEER_REVIEW_BY | SCADAMate | N
NOTES | SCADAMate | N
OK_TO_BYPASS | SCADAMate | N
CONTROL_UNIT_TYPE | SCADAMate | N
SWITCH_TYPE | SCADAMate | N
SECTIONALIZING_FEATURE | SCADAMate | N
ATS_CAPABLE | SCADAMate | N
ATS_FEATURE | SCADAMate | N
PHA_FAULT_CUR_LEVEL | SCADAMate | N
GRD_FAULT_CUR_LEVEL | SCADAMate | N
PHA_FAULT_DURATION | SCADAMate | N
GRD_FAULT_DURATION | SCADAMate | N
PHA_INRUSH_TIME | SCADAMate | N
GRD_INRUSH_TIME | SCADAMate | N
PHA_INRUSH_MULT | SCADAMate | N
GRD_INRUSH_MULT | SCADAMate | N
SECT_RESET_TIME | SCADAMate | N
RECLOSE_RESET_TIME | SCADAMate | N
OC_TO_VOLT_TIME | SCADAMate | N
FAULT_CUR_LOSS | SCADAMate | N
RECL_COUNT_TO_TRIP | SCADAMate | N
SHOTS_REQ_LOCKOUT | SCADAMate | N
SHOTS_TO_LOCKOUT_TIME | SCADAMate | N
OVERC_SHOTS_TO_LO_OPER | SCADAMate | N
VOLT_LOSS_THRESH | SCADAMate | N
TIME_THRESH | SCADAMate | N
CURR_THRESH | SCADAMate | N
AUTO_RECLOSE_TIME | SCADAMate | N
FLISR | SCADAMate | N
Summer_Load_Limit | SCADAMate | N
Winter_Load_Limit | SCADAMate | N
Limiting_Factor | SCADAMate | N
Engineering_Comments | SCADAMate | N
Operating_Mode | SCADAMate | N
FIRMWARE_VERSION | SCADAMate | N
SOFTWARE_VERSION | SCADAMate | N
ENGINEERING_DOCUMENT | SCADAMate | N
SCADA | SCADAMate | N
SCADA_TYPE | SCADAMate | N
MASTER_STATION | SCADAMate | N
BAUD_RATE | SCADAMate | N
TRANSMIT_ENABLE_DELAY | SCADAMate | N
TRANSMIT_DISABLE_DELAY | SCADAMate | N
RTU_ADDRESS | SCADAMate | N
REPEATER | SCADAMate | N
SPECIAL_CONDITIONS | SCADAMate | N
RADIO_MANF_CD | SCADAMate | N
RADIO_MODEL_NUM | SCADAMate | N
RADIO_SERIAL_NUM | SCADAMate | N
DEVICE_ID | !SCADAMate | Yes
PREPARED_BY | !SCADAMate | Yes
CONTROL_SERIAL_NUM | !SCADAMate | Yes
DATE_MODIFIED | !SCADAMate | Yes
EFFECTIVE_DT | !SCADAMate | Yes
PEER_REVIEW_DT | !SCADAMate | Yes
PEER_REVIEW_BY | !SCADAMate | Yes
NOTES | !SCADAMate | Yes
OK_TO_BYPASS | !SCADAMate | Yes
CONTROL_UNIT_TYPE | !SCADAMate | Yes
SWITCH_TYPE | !SCADAMate | Yes
SECTIONALIZING_FEATURE | !SCADAMate | Yes
ATS_CAPABLE | !SCADAMate | Yes
ATS_FEATURE | !SCADAMate | Yes
ATS_preferred_feed | !SCADAMate | Yes
ATS_alternate_feed | !SCADAMate | Yes
Select_preferred | !SCADAMate | Yes
Unbalance_detect | !SCADAMate | Yes
Select_return | !SCADAMate | Yes
Select_Transition | !SCADAMate | Yes
Dwell_Timer | !SCADAMate | Yes
Normalize_Left | !SCADAMate | Yes
Normalize_Right | !SCADAMate | Yes
Set_Base_Left | !SCADAMate | Yes
Set_Base_Right | !SCADAMate | Yes
Access_Code | !SCADAMate | Yes
Comm_O_bit_rate | !SCADAMate | Yes
Lockout_Level | !SCADAMate | Yes
Loss_of_Source | !SCADAMate | Yes
Return_to_Source | !SCADAMate | Yes
Overvolt_detect | !SCADAMate | Yes
Unbalance_detect | !SCADAMate | Yes
Loss_of_Left_source | !SCADAMate | Yes
Loss_of_Right_source | !SCADAMate | Yes
Return_to_Source | !SCADAMate | Yes
Lockout_reset | !SCADAMate | Yes
OC_lockout_pickup | !SCADAMate | Yes
Transition_Dwell | !SCADAMate | Yes
Window_Begin | !SCADAMate | Yes
Window_length | !SCADAMate | Yes
FIRMWARE_VERSION | !SCADAMate | Yes
SOFTWARE_VERSION | !SCADAMate | Yes
ENGINEERING_DOCUMENT | !SCADAMate | Yes
SCADA | !SCADAMate | Yes
SCADA_TYPE | !SCADAMate | Yes
MASTER_STATION | !SCADAMate | Yes
BAUD_RATE | !SCADAMate | Yes
TRANSMIT_ENABLE_DELAY | !SCADAMate | Yes
TRANSMIT_DISABLE_DELAY | !SCADAMate | Yes
RTU_ADDRESS | !SCADAMate | Yes
REPEATER | !SCADAMate | Yes
SPECIAL_CONDITIONS | !SCADAMate | Yes
RADIO_MANF_CD | !SCADAMate | Yes
RADIO_MODEL_NUM | !SCADAMate | Yes
RADIO_SERIAL_NUM | !SCADAMate | Yes
DEVICE_ID | !SCADAMate | No
PREPARED_BY | !SCADAMate | No
CONTROL_SERIAL_NUM | !SCADAMate | No
DATE_MODIFIED | !SCADAMate | No
EFFECTIVE_DT | !SCADAMate | No
PEER_REVIEW_DT | !SCADAMate | No
PEER_REVIEW_BY | !SCADAMate | No
NOTES | !SCADAMate | No
OK_TO_BYPASS | !SCADAMate | No
CONTROL_UNIT_TYPE | !SCADAMate | No
SWITCH_TYPE | !SCADAMate | No
SECTIONALIZING_FEATURE | !SCADAMate | No
ATS_CAPABLE | !SCADAMate | No
ATS_FEATURE | !SCADAMate | No
FIRMWARE_VERSION | !SCADAMate | No
SOFTWARE_VERSION | !SCADAMate | No
ENGINEERING_DOCUMENT | !SCADAMate | No
SCADA | !SCADAMate | No
SCADA_TYPE | !SCADAMate | No
MASTER_STATION | !SCADAMate | No
BAUD_RATE | !SCADAMate | No
TRANSMIT_ENABLE_DELAY | !SCADAMate | No
TRANSMIT_DISABLE_DELAY | !SCADAMate | No
RTU_ADDRESS | !SCADAMate | No
REPEATER | !SCADAMate | No
SPECIAL_CONDITIONS | !SCADAMate | No
RADIO_MANF_CD | !SCADAMate | No
RADIO_MODEL_NUM | !SCADAMate | No
RADIO_SERIAL_NUM | !SCADAMate | No

## SCADA Mate
ID | FIELD_NAME | SWITCH_TYPE | ATS | REQUIRED
1 | DEVICE_ID | SCADAMate | Y
2 | PREPARED_BY | SCADAMate | Y
3 | CONTROL_SERIAL_NUM | SCADAMate | Y
4 | DATE_MODIFIED | SCADAMate | Y
5 | EFFECTIVE_DT | SCADAMate | Y
6 | PEER_REVIEW_DT | SCADAMate | Y
7 | PEER_REVIEW_BY | SCADAMate | Y
8 | NOTES | SCADAMate | Y
9 | OK_TO_BYPASS | SCADAMate | Y
10 | CONTROL_UNIT_TYPE | SCADAMate | Y
11 | SWITCH_TYPE | SCADAMate | Y | Y
12 | SECTIONALIZING_FEATURE | SCADAMate | Y
13 | ATS_CAPABLE | SCADAMate | Y | Y
14 | ATS_FEATURE | SCADAMate | Y
15 | PHA_FAULT_CUR_LEVEL | SCADAMate | Y
16 | GRD_FAULT_CUR_LEVEL | SCADAMate | Y
17 | PHA_FAULT_DURATION | SCADAMate | Y
18 | GRD_FAULT_DURATION | SCADAMate | Y
19 | PHA_INRUSH_TIME | SCADAMate | Y
20 | GRD_INRUSH_TIME | SCADAMate | Y
21 | PHA_INRUSH_MULT | SCADAMate | Y
22 | GRD_INRUSH_MULT | SCADAMate | Y
23 | SECT_RESET_TIME | SCADAMate | Y
24 | RECLOSE_RESET_TIME | SCADAMate | Y
25 | OC_TO_VOLT_TIME | SCADAMate | Y
26 | FAULT_CUR_LOSS | SCADAMate | Y
27 | RECL_COUNT_TO_TRIP | SCADAMate | Y
28 | SHOTS_REQ_LOCKOUT | SCADAMate | Y
29 | SHOTS_TO_LOCKOUT_TIME | SCADAMate | Y
30 | OVERC_SHOTS_TO_LO_OPER | SCADAMate | Y
31 | VOLT_LOSS_THRESH | SCADAMate | Y
32 | TIME_THRESH | SCADAMate | Y
33 | CURR_THRESH | SCADAMate | Y
34 | AUTO_RECLOSE_TIME | SCADAMate | Y
35 | FLISR | SCADAMate | Y | Y
36 | Summer_Load_Limit | SCADAMate | Y
37 | Winter_Load_Limit | SCADAMate | Y
38 | Limiting_Factor | SCADAMate | Y
39 | Engineering_Comments | SCADAMate | Y
40 | Operating_Mode | SCADAMate | Y
41 | FIRMWARE_VERSION | SCADAMate | Y
42 | SOFTWARE_VERSION | SCADAMate | Y
43 | ENGINEERING_DOCUMENT | SCADAMate | Y
44 | SCADA | SCADAMate | Y | Y
45 | SCADA_TYPE | SCADAMate | Y
46 | MASTER_STATION | SCADAMate | Y
47 | BAUD_RATE | SCADAMate | Y
48 | TRANSMIT_ENABLE_DELAY | SCADAMate | Y
49 | TRANSMIT_DISABLE_DELAY | SCADAMate | Y
50 | RTU_ADDRESS | SCADAMate | Y
51 | REPEATER | SCADAMate | Y
52 | SPECIAL_CONDITIONS | SCADAMate | Y
53 | RADIO_MANF_CD | SCADAMate | Y
54 | RADIO_MODEL_NUM | SCADAMate | Y
55 | RADIO_SERIAL_NUM | SCADAMate | Y
56 | DEVICE_ID | SCADAMate | N
57 | PREPARED_BY | SCADAMate | N
58 | CONTROL_SERIAL_NUM | SCADAMate | N
59 | DATE_MODIFIED | SCADAMate | N
60 | EFFECTIVE_DT | SCADAMate | N
61 | PEER_REVIEW_DT | SCADAMate | N
62 | PEER_REVIEW_BY | SCADAMate | N
63 | NOTES | SCADAMate | N
64 | OK_TO_BYPASS | SCADAMate | N
65 | CONTROL_UNIT_TYPE | SCADAMate | N
66 | SWITCH_TYPE | SCADAMate | N | Y
67 | SECTIONALIZING_FEATURE | SCADAMate | N
68 | ATS_CAPABLE | SCADAMate | N | Y
69 | ATS_FEATURE | SCADAMate | N
70 | PHA_FAULT_CUR_LEVEL | SCADAMate | N
71 | GRD_FAULT_CUR_LEVEL | SCADAMate | N
72 | PHA_FAULT_DURATION | SCADAMate | N
73 | GRD_FAULT_DURATION | SCADAMate | N
74 | PHA_INRUSH_TIME | SCADAMate | N
75 | GRD_INRUSH_TIME | SCADAMate | N
76 | PHA_INRUSH_MULT | SCADAMate | N
77 | GRD_INRUSH_MULT | SCADAMate | N
78 | SECT_RESET_TIME | SCADAMate | N
79 | RECLOSE_RESET_TIME | SCADAMate | N
80 | OC_TO_VOLT_TIME | SCADAMate | N
81 | FAULT_CUR_LOSS | SCADAMate | N
82 | RECL_COUNT_TO_TRIP | SCADAMate | N
83 | SHOTS_REQ_LOCKOUT | SCADAMate | N
84 | SHOTS_TO_LOCKOUT_TIME | SCADAMate | N
85 | OVERC_SHOTS_TO_LO_OPER | SCADAMate | N
86 | VOLT_LOSS_THRESH | SCADAMate | N
87 | TIME_THRESH | SCADAMate | N
88 | CURR_THRESH | SCADAMate | N
89 | AUTO_RECLOSE_TIME | SCADAMate | N
90 | FLISR | SCADAMate | N | Y
91 | Summer_Load_Limit | SCADAMate | N
92 | Winter_Load_Limit | SCADAMate | N
93 | Limiting_Factor | SCADAMate | N
94 | Engineering_Comments | SCADAMate | N
95 | Operating_Mode | SCADAMate | N
96 | FIRMWARE_VERSION | SCADAMate | N
97 | SOFTWARE_VERSION | SCADAMate | N
98 | ENGINEERING_DOCUMENT | SCADAMate | N
99 | SCADA | SCADAMate | N | Y
100 | SCADA_TYPE | SCADAMate | N
101 | MASTER_STATION | SCADAMate | N
102 | BAUD_RATE | SCADAMate | N
103 | TRANSMIT_ENABLE_DELAY | SCADAMate | N
104 | TRANSMIT_DISABLE_DELAY | SCADAMate | N
105 | RTU_ADDRESS | SCADAMate | N
106 | REPEATER | SCADAMate | N
107 | SPECIAL_CONDITIONS | SCADAMate | N
108 | RADIO_MANF_CD | SCADAMate | N
109 | RADIO_MODEL_NUM | SCADAMate | N
110 | RADIO_SERIAL_NUM | SCADAMate | N
111 | DEVICE_ID | SCADA switch | Y
112 | PREPARED_BY | SCADA switch | Y
113 | CONTROL_SERIAL_NUM | SCADA switch | Y
114 | DATE_MODIFIED | SCADA switch | Y
115 | EFFECTIVE_DT | SCADA switch | Y
116 | PEER_REVIEW_DT | SCADA switch | Y
117 | PEER_REVIEW_BY | SCADA switch | Y
118 | NOTES | SCADA switch | Y
119 | OK_TO_BYPASS | SCADA switch | Y
120 | CONTROL_UNIT_TYPE | SCADA switch | Y
121 | SWITCH_TYPE | SCADA switch | Y | Y
122 | SECTIONALIZING_FEATURE | SCADA switch | Y
123 | ATS_CAPABLE | SCADA switch | Y | Y
124 | ATS_FEATURE | SCADA switch | Y
125 | PHA_FAULT_CUR_LEVEL | SCADA switch | Y
126 | GRD_FAULT_CUR_LEVEL | SCADA switch | Y
127 | PHA_FAULT_DURATION | SCADA switch | Y
128 | GRD_FAULT_DURATION | SCADA switch | Y
129 | PHA_INRUSH_TIME | SCADA switch | Y
130 | GRD_INRUSH_TIME | SCADA switch | Y
131 | PHA_INRUSH_MULT | SCADA switch | Y
132 | GRD_INRUSH_MULT | SCADA switch | Y
133 | SECT_RESET_TIME | SCADA switch | Y
134 | RECLOSE_RESET_TIME | SCADA switch | Y
135 | OC_TO_VOLT_TIME | SCADA switch | Y
136 | FAULT_CUR_LOSS | SCADA switch | Y
137 | RECL_COUNT_TO_TRIP | SCADA switch | Y
138 | SHOTS_REQ_LOCKOUT | SCADA switch | Y
139 | SHOTS_TO_LOCKOUT_TIME | SCADA switch | Y
140 | OVERC_SHOTS_TO_LO_OPER | SCADA switch | Y
141 | VOLT_LOSS_THRESH | SCADA switch | Y
142 | TIME_THRESH | SCADA switch | Y
143 | CURR_THRESH | SCADA switch | Y
144 | AUTO_RECLOSE_TIME | SCADA switch | Y
145 | FLISR | SCADA switch | Y | Y
146 | Summer_Load_Limit | SCADA switch | Y
147 | Winter_Load_Limit | SCADA switch | Y
148 | Limiting_Factor | SCADA switch | Y
149 | Engineering_Comments | SCADA switch | Y
150 | Operating_Mode | SCADA switch | Y
151 | FIRMWARE_VERSION | SCADA switch | Y
152 | SOFTWARE_VERSION | SCADA switch | Y
153 | ENGINEERING_DOCUMENT | SCADA switch | Y
154 | SCADA | SCADA switch | Y | Y
155 | SCADA_TYPE | SCADA switch | Y
156 | MASTER_STATION | SCADA switch | Y
157 | BAUD_RATE | SCADA switch | Y
158 | TRANSMIT_ENABLE_DELAY | SCADA switch | Y
159 | TRANSMIT_DISABLE_DELAY | SCADA switch | Y
160 | RTU_ADDRESS | SCADA switch | Y
161 | REPEATER | SCADA switch | Y
162 | SPECIAL_CONDITIONS | SCADA switch | Y
163 | RADIO_MANF_CD | SCADA switch | Y
164 | RADIO_MODEL_NUM | SCADA switch | Y
165 | RADIO_SERIAL_NUM | SCADA switch | Y
166 | DEVICE_ID | SCADA switch | N
167 | PREPARED_BY | SCADA switch | N
168 | CONTROL_SERIAL_NUM | SCADA switch | N
169 | DATE_MODIFIED | SCADA switch | N
170 | EFFECTIVE_DT | SCADA switch | N
171 | PEER_REVIEW_DT | SCADA switch | N
172 | PEER_REVIEW_BY | SCADA switch | N
173 | NOTES | SCADA switch | N
174 | OK_TO_BYPASS | SCADA switch | N
175 | CONTROL_UNIT_TYPE | SCADA switch | N
176 | SWITCH_TYPE | SCADA switch | N | Y
177 | SECTIONALIZING_FEATURE | SCADA switch | N
178 | ATS_CAPABLE | SCADA switch | N | Y
179 | ATS_FEATURE | SCADA switch | N
180 | PHA_FAULT_CUR_LEVEL | SCADA switch | N
181 | GRD_FAULT_CUR_LEVEL | SCADA switch | N
182 | PHA_FAULT_DURATION | SCADA switch | N
183 | GRD_FAULT_DURATION | SCADA switch | N
184 | PHA_INRUSH_TIME | SCADA switch | N
185 | GRD_INRUSH_TIME | SCADA switch | N
186 | PHA_INRUSH_MULT | SCADA switch | N
187 | GRD_INRUSH_MULT | SCADA switch | N
188 | SECT_RESET_TIME | SCADA switch | N
189 | RECLOSE_RESET_TIME | SCADA switch | N
190 | OC_TO_VOLT_TIME | SCADA switch | N
191 | FAULT_CUR_LOSS | SCADA switch | N
192 | RECL_COUNT_TO_TRIP | SCADA switch | N
193 | SHOTS_REQ_LOCKOUT | SCADA switch | N
194 | SHOTS_TO_LOCKOUT_TIME | SCADA switch | N
195 | OVERC_SHOTS_TO_LO_OPER | SCADA switch | N
196 | VOLT_LOSS_THRESH | SCADA switch | N
197 | TIME_THRESH | SCADA switch | N
198 | CURR_THRESH | SCADA switch | N
199 | AUTO_RECLOSE_TIME | SCADA switch | N
200 | FLISR | SCADA switch | N | Y
201 | Summer_Load_Limit | SCADA switch | N
202 | Winter_Load_Limit | SCADA switch | N
203 | Limiting_Factor | SCADA switch | N
204 | Engineering_Comments | SCADA switch | N
205 | Operating_Mode | SCADA switch | N
206 | FIRMWARE_VERSION | SCADA switch | N
207 | SOFTWARE_VERSION | SCADA switch | N
208 | ENGINEERING_DOCUMENT | SCADA switch | N
209 | SCADA | SCADA switch | N | Y
210 | SCADA_TYPE | SCADA switch | N
211 | MASTER_STATION | SCADA switch | N
212 | BAUD_RATE | SCADA switch | N
213 | TRANSMIT_ENABLE_DELAY | SCADA switch | N
214 | TRANSMIT_DISABLE_DELAY | SCADA switch | N
215 | RTU_ADDRESS | SCADA switch | N
216 | REPEATER | SCADA switch | N
217 | SPECIAL_CONDITIONS | SCADA switch | N
218 | RADIO_MANF_CD | SCADA switch | N
219 | RADIO_MODEL_NUM | SCADA switch | N
220 | RADIO_SERIAL_NUM | SCADA switch | N
221 | DEVICE_ID | air switch | Y
222 | PREPARED_BY | air switch | Y
223 | CONTROL_SERIAL_NUM | air switch | Y
224 | DATE_MODIFIED | air switch | Y
225 | EFFECTIVE_DT | air switch | Y
226 | PEER_REVIEW_DT | air switch | Y
227 | PEER_REVIEW_BY | air switch | Y
228 | NOTES | air switch | Y
229 | OK_TO_BYPASS | air switch | Y
230 | CONTROL_UNIT_TYPE | air switch | Y
231 | SWITCH_TYPE | air switch | Y | Y
232 | SECTIONALIZING_FEATURE | air switch | Y
233 | ATS_CAPABLE | air switch | Y | Y
234 | ATS_FEATURE | air switch | Y
235 | PHA_FAULT_CUR_LEVEL | air switch | Y
236 | GRD_FAULT_CUR_LEVEL | air switch | Y
237 | PHA_FAULT_DURATION | air switch | Y
238 | GRD_FAULT_DURATION | air switch | Y
239 | PHA_INRUSH_TIME | air switch | Y
240 | GRD_INRUSH_TIME | air switch | Y
241 | PHA_INRUSH_MULT | air switch | Y
242 | GRD_INRUSH_MULT | air switch | Y
243 | SECT_RESET_TIME | air switch | Y
244 | RECLOSE_RESET_TIME | air switch | Y
245 | OC_TO_VOLT_TIME | air switch | Y
246 | FAULT_CUR_LOSS | air switch | Y
247 | RECL_COUNT_TO_TRIP | air switch | Y
248 | SHOTS_REQ_LOCKOUT | air switch | Y
249 | SHOTS_TO_LOCKOUT_TIME | air switch | Y
250 | OVERC_SHOTS_TO_LO_OPER | air switch | Y
251 | VOLT_LOSS_THRESH | air switch | Y
252 | TIME_THRESH | air switch | Y
253 | CURR_THRESH | air switch | Y
254 | AUTO_RECLOSE_TIME | air switch | Y
255 | FLISR | air switch | Y | Y
256 | Summer_Load_Limit | air switch | Y
257 | Winter_Load_Limit | air switch | Y
258 | Limiting_Factor | air switch | Y
259 | Engineering_Comments | air switch | Y
260 | Operating_Mode | air switch | Y
261 | FIRMWARE_VERSION | air switch | Y
262 | SOFTWARE_VERSION | air switch | Y
263 | ENGINEERING_DOCUMENT | air switch | Y
264 | SCADA | air switch | Y | Y
265 | SCADA_TYPE | air switch | Y
266 | MASTER_STATION | air switch | Y
267 | BAUD_RATE | air switch | Y
268 | TRANSMIT_ENABLE_DELAY | air switch | Y
269 | TRANSMIT_DISABLE_DELAY | air switch | Y
270 | RTU_ADDRESS | air switch | Y
271 | REPEATER | air switch | Y
272 | SPECIAL_CONDITIONS | air switch | Y
273 | RADIO_MANF_CD | air switch | Y
274 | RADIO_MODEL_NUM | air switch | Y
275 | RADIO_SERIAL_NUM | air switch | Y
276 | DEVICE_ID | air switch | N
277 | PREPARED_BY | air switch | N
278 | CONTROL_SERIAL_NUM | air switch | N
279 | DATE_MODIFIED | air switch | N
280 | EFFECTIVE_DT | air switch | N
281 | PEER_REVIEW_DT | air switch | N
282 | PEER_REVIEW_BY | air switch | N
283 | NOTES | air switch | N
284 | OK_TO_BYPASS | air switch | N
285 | CONTROL_UNIT_TYPE | air switch | N
286 | SWITCH_TYPE | air switch | N | Y
287 | SECTIONALIZING_FEATURE | air switch | N
288 | ATS_CAPABLE | air switch | N | Y
289 | ATS_FEATURE | air switch | N
290 | PHA_FAULT_CUR_LEVEL | air switch | N
291 | GRD_FAULT_CUR_LEVEL | air switch | N
292 | PHA_FAULT_DURATION | air switch | N
293 | GRD_FAULT_DURATION | air switch | N
294 | PHA_INRUSH_TIME | air switch | N
295 | GRD_INRUSH_TIME | air switch | N
296 | PHA_INRUSH_MULT | air switch | N
297 | GRD_INRUSH_MULT | air switch | N
298 | SECT_RESET_TIME | air switch | N
299 | RECLOSE_RESET_TIME | air switch | N
300 | OC_TO_VOLT_TIME | air switch | N
301 | FAULT_CUR_LOSS | air switch | N
302 | RECL_COUNT_TO_TRIP | air switch | N
303 | SHOTS_REQ_LOCKOUT | air switch | N
304 | SHOTS_TO_LOCKOUT_TIME | air switch | N
305 | OVERC_SHOTS_TO_LO_OPER | air switch | N
306 | VOLT_LOSS_THRESH | air switch | N
307 | TIME_THRESH | air switch | N
308 | CURR_THRESH | air switch | N
309 | AUTO_RECLOSE_TIME | air switch | N
310 | FLISR | air switch | N | Y
311 | Summer_Load_Limit | air switch | N
312 | Winter_Load_Limit | air switch | N
313 | Limiting_Factor | air switch | N
314 | Engineering_Comments | air switch | N
315 | Operating_Mode | air switch | N
316 | FIRMWARE_VERSION | air switch | N
317 | SOFTWARE_VERSION | air switch | N
318 | ENGINEERING_DOCUMENT | air switch | N
319 | SCADA | air switch | N | Y
320 | SCADA_TYPE | air switch | N
321 | MASTER_STATION | air switch | N
322 | BAUD_RATE | air switch | N
323 | TRANSMIT_ENABLE_DELAY | air switch | N
324 | TRANSMIT_DISABLE_DELAY | air switch | N
325 | RTU_ADDRESS | air switch | N
326 | REPEATER | air switch | N
327 | SPECIAL_CONDITIONS | air switch | N
328 | RADIO_MANF_CD | air switch | N
329 | RADIO_MODEL_NUM | air switch | N
330 | RADIO_SERIAL_NUM | air switch | N

## ATS = Y
ID | FIELD_NAME | SWITCH_TYPE | ATS | REQUIRED
331 | DEVICE_ID | oil switch | Y
332 | PREPARED_BY | oil switch | Y
333 | CONTROL_SERIAL_NUM | oil switch | Y
334 | DATE_MODIFIED | oil switch | Y
335 | EFFECTIVE_DT | oil switch | Y
336 | PEER_REVIEW_DT | oil switch | Y
337 | PEER_REVIEW_BY | oil switch | Y
338 | NOTES | oil switch | Y
339 | OK_TO_BYPASS | oil switch | Y
340 | CONTROL_UNIT_TYPE | oil switch | Y
341 | SWITCH_TYPE | oil switch | Y | Y
342 | SECTIONALIZING_FEATURE | oil switch | Y
343 | ATS_CAPABLE | oil switch | Y | Y
344 | ATS_FEATURE | oil switch | Y
345 | ATS_preferred_feed | oil switch | Y
346 | ATS_alternate_feed | oil switch | Y
347 | Select_preferred | oil switch | Y
348 | Unbalance_detect | oil switch | Y
349 | Select_return | oil switch | Y
350 | Select_Transition | oil switch | Y
351 | Dwell_Timer | oil switch | Y
352 | Normalize_Left | oil switch | Y
353 | Normalize_Right | oil switch | Y
354 | Set_Base_Left | oil switch | Y
355 | Set_Base_Right | oil switch | Y
356 | Access_Code | oil switch | Y
357 | Comm_O_bit_rate | oil switch | Y
358 | Lockout_Level | oil switch | Y
359 | Loss_of_Source | oil switch | Y
360 | Return_to_Source_Volt | oil switch | Y
361 | Overvolt_detect | oil switch | Y
362 | Unbalance_detect | oil switch | Y
363 | Loss_of_Left_source | oil switch | Y
364 | Loss_of_Right_source | oil switch | Y
365 | Return_to_Source_TIME | oil switch | Y
366 | Lockout_reset | oil switch | Y
367 | OC_lockout_pickup | oil switch | Y
368 | Transition_Dwell | oil switch | Y
369 | Window_Begin | oil switch | Y
370 | Window_length | oil switch | Y
371 | FIRMWARE_VERSION | oil switch | Y
372 | SOFTWARE_VERSION | oil switch | Y
373 | ENGINEERING_DOCUMENT | oil switch | Y
374 | SCADA | oil switch | Y | Y
375 | SCADA_TYPE | oil switch | Y
376 | MASTER_STATION | oil switch | Y
377 | BAUD_RATE | oil switch | Y
378 | TRANSMIT_ENABLE_DELAY | oil switch | Y
379 | TRANSMIT_DISABLE_DELAY | oil switch | Y
380 | RTU_ADDRESS | oil switch | Y
381 | REPEATER | oil switch | Y
382 | SPECIAL_CONDITIONS | oil switch | Y
383 | RADIO_MANF_CD | oil switch | Y
384 | RADIO_MODEL_NUM | oil switch | Y
385 | RADIO_SERIAL_NUM | oil switch | Y
386 | DEVICE_ID | disconnect | Y
387 | PREPARED_BY | disconnect | Y
388 | CONTROL_SERIAL_NUM | disconnect | Y
389 | DATE_MODIFIED | disconnect | Y
390 | EFFECTIVE_DT | disconnect | Y
391 | PEER_REVIEW_DT | disconnect | Y
392 | PEER_REVIEW_BY | disconnect | Y
393 | NOTES | disconnect | Y
394 | OK_TO_BYPASS | disconnect | Y
395 | CONTROL_UNIT_TYPE | disconnect | Y
396 | SWITCH_TYPE | disconnect | Y | Y
397 | SECTIONALIZING_FEATURE | disconnect | Y
398 | ATS_CAPABLE | disconnect | Y | Y
399 | ATS_FEATURE | disconnect | Y
400 | ATS_preferred_feed | disconnect | Y
401 | ATS_alternate_feed | disconnect | Y
402 | Select_preferred | disconnect | Y
403 | Unbalance_detect | disconnect | Y
404 | Select_return | disconnect | Y
405 | Select_Transition | disconnect | Y
406 | Dwell_Timer | disconnect | Y
407 | Normalize_Left | disconnect | Y
408 | Normalize_Right | disconnect | Y
409 | Set_Base_Left | disconnect | Y
410 | Set_Base_Right | disconnect | Y
411 | Access_Code | disconnect | Y
412 | Comm_O_bit_rate | disconnect | Y
413 | Lockout_Level | disconnect | Y
414 | Loss_of_Source | disconnect | Y
415 | Return_to_Source_Volt | disconnect | Y
416 | Overvolt_detect | disconnect | Y
417 | Unbalance_detect_VOLT | disconnect | Y
418 | Loss_of_Left_source | disconnect | Y
419 | Loss_of_Right_source | disconnect | Y
420 | Return_to_Source_TIME | disconnect | Y
421 | Lockout_reset | disconnect | Y
422 | OC_lockout_pickup | disconnect | Y
423 | Transition_Dwell | disconnect | Y
424 | Window_Begin | disconnect | Y
425 | Window_length | disconnect | Y
426 | FIRMWARE_VERSION | disconnect | Y
427 | SOFTWARE_VERSION | disconnect | Y
428 | ENGINEERING_DOCUMENT | disconnect | Y
429 | SCADA | disconnect | Y | Y
430 | SCADA_TYPE | disconnect | Y
431 | MASTER_STATION | disconnect | Y
432 | BAUD_RATE | disconnect | Y
433 | TRANSMIT_ENABLE_DELAY | disconnect | Y
434 | TRANSMIT_DISABLE_DELAY | disconnect | Y
435 | RTU_ADDRESS | disconnect | Y
436 | REPEATER | disconnect | Y
437 | SPECIAL_CONDITIONS | disconnect | Y
438 | RADIO_MANF_CD | disconnect | Y
439 | RADIO_MODEL_NUM | disconnect | Y
440 | RADIO_SERIAL_NUM | disconnect | Y
441 | DEVICE_ID | PDAC switch | Y
442 | PREPARED_BY | PDAC switch | Y
443 | CONTROL_SERIAL_NUM | PDAC switch | Y
444 | DATE_MODIFIED | PDAC switch | Y
445 | EFFECTIVE_DT | PDAC switch | Y
446 | PEER_REVIEW_DT | PDAC switch | Y
447 | PEER_REVIEW_BY | PDAC switch | Y
448 | NOTES | PDAC switch | Y
449 | OK_TO_BYPASS | PDAC switch | Y
450 | CONTROL_UNIT_TYPE | PDAC switch | Y
451 | SWITCH_TYPE | PDAC switch | Y | Y
452 | SECTIONALIZING_FEATURE | PDAC switch | Y
453 | ATS_CAPABLE | PDAC switch | Y | Y
454 | ATS_FEATURE | PDAC switch | Y
455 | ATS_preferred_feed | PDAC switch | Y
456 | ATS_alternate_feed | PDAC switch | Y
457 | Select_preferred | PDAC switch | Y
458 | Unbalance_detect | PDAC switch | Y
459 | Select_return | PDAC switch | Y
460 | Select_Transition | PDAC switch | Y
461 | Dwell_Timer | PDAC switch | Y
462 | Normalize_Left | PDAC switch | Y
463 | Normalize_Right | PDAC switch | Y
464 | Set_Base_Left | PDAC switch | Y
465 | Set_Base_Right | PDAC switch | Y
466 | Access_Code | PDAC switch | Y
467 | Comm_O_bit_rate | PDAC switch | Y
468 | Lockout_Level | PDAC switch | Y
469 | Loss_of_Source | PDAC switch | Y
470 | Return_to_Source_Volt | PDAC switch | Y
471 | Overvolt_detect | PDAC switch | Y
472 | Unbalance_detect_VOLT | PDAC switch | Y
473 | Loss_of_Left_source | PDAC switch | Y
474 | Loss_of_Right_source | PDAC switch | Y
475 | Return_to_Source_TIME | PDAC switch | Y
476 | Lockout_reset | PDAC switch | Y
477 | OC_lockout_pickup | PDAC switch | Y
478 | Transition_Dwell | PDAC switch | Y
479 | Window_Begin | PDAC switch | Y
480 | Window_length | PDAC switch | Y
481 | FIRMWARE_VERSION | PDAC switch | Y
482 | SOFTWARE_VERSION | PDAC switch | Y
483 | ENGINEERING_DOCUMENT | PDAC switch | Y
484 | SCADA | PDAC switch | Y | Y
485 | SCADA_TYPE | PDAC switch | Y
486 | MASTER_STATION | PDAC switch | Y
487 | BAUD_RATE | PDAC switch | Y
488 | TRANSMIT_ENABLE_DELAY | PDAC switch | Y
489 | TRANSMIT_DISABLE_DELAY | PDAC switch | Y
490 | RTU_ADDRESS | PDAC switch | Y
491 | REPEATER | PDAC switch | Y
492 | SPECIAL_CONDITIONS | PDAC switch | Y
493 | RADIO_MANF_CD | PDAC switch | Y
494 | RADIO_MODEL_NUM | PDAC switch | Y
495 | RADIO_SERIAL_NUM | PDAC switch | Y
496 | DEVICE_ID | vacuum switch | Y
497 | PREPARED_BY | vacuum switch | Y
498 | CONTROL_SERIAL_NUM | vacuum switch | Y
499 | DATE_MODIFIED | vacuum switch | Y
500 | EFFECTIVE_DT | vacuum switch | Y
501 | PEER_REVIEW_DT | vacuum switch | Y
502 | PEER_REVIEW_BY | vacuum switch | Y
503 | NOTES | vacuum switch | Y
504 | OK_TO_BYPASS | vacuum switch | Y
505 | CONTROL_UNIT_TYPE | vacuum switch | Y
506 | SWITCH_TYPE | vacuum switch | Y | Y
507 | SECTIONALIZING_FEATURE | vacuum switch | Y
508 | ATS_CAPABLE | vacuum switch | Y | Y
509 | ATS_FEATURE | vacuum switch | Y
510 | ATS_preferred_feed | vacuum switch | Y
511 | ATS_alternate_feed | vacuum switch | Y
512 | Select_preferred | vacuum switch | Y
513 | Unbalance_detect | vacuum switch | Y
514 | Select_return | vacuum switch | Y
515 | Select_Transition | vacuum switch | Y
516 | Dwell_Timer | vacuum switch | Y
517 | Normalize_Left | vacuum switch | Y
518 | Normalize_Right | vacuum switch | Y
519 | Set_Base_Left | vacuum switch | Y
520 | Set_Base_Right | vacuum switch | Y
521 | Access_Code | vacuum switch | Y
522 | Comm_O_bit_rate | vacuum switch | Y
523 | Lockout_Level | vacuum switch | Y
524 | Loss_of_Source | vacuum switch | Y
525 | Return_to_Source_Volt | vacuum switch | Y
526 | Overvolt_detect | vacuum switch | Y
527 | Unbalance_detect_VOLT | vacuum switch | Y
528 | Loss_of_Left_source | vacuum switch | Y
529 | Loss_of_Right_source | vacuum switch | Y
530 | Return_to_Source_TIME | vacuum switch | Y
531 | Lockout_reset | vacuum switch | Y
532 | OC_lockout_pickup | vacuum switch | Y
533 | Transition_Dwell | vacuum switch | Y
534 | Window_Begin | vacuum switch | Y
535 | Window_length | vacuum switch | Y
536 | FIRMWARE_VERSION | vacuum switch | Y
537 | SOFTWARE_VERSION | vacuum switch | Y
538 | ENGINEERING_DOCUMENT | vacuum switch | Y
539 | SCADA | vacuum switch | Y | Y
540 | SCADA_TYPE | vacuum switch | Y
541 | MASTER_STATION | vacuum switch | Y
542 | BAUD_RATE | vacuum switch | Y
543 | TRANSMIT_ENABLE_DELAY | vacuum switch | Y
544 | TRANSMIT_DISABLE_DELAY | vacuum switch | Y
545 | RTU_ADDRESS | vacuum switch | Y
546 | REPEATER | vacuum switch | Y
547 | SPECIAL_CONDITIONS | vacuum switch | Y
548 | RADIO_MANF_CD | vacuum switch | Y
549 | RADIO_MODEL_NUM | vacuum switch | Y
550 | RADIO_SERIAL_NUM | vacuum switch | Y
551 | DEVICE_ID | subway oil switch | Y
552 | PREPARED_BY | subway oil switch | Y
553 | CONTROL_SERIAL_NUM | subway oil switch | Y
554 | DATE_MODIFIED | subway oil switch | Y
555 | EFFECTIVE_DT | subway oil switch | Y
556 | PEER_REVIEW_DT | subway oil switch | Y
557 | PEER_REVIEW_BY | subway oil switch | Y
558 | NOTES | subway oil switch | Y
559 | OK_TO_BYPASS | subway oil switch | Y
560 | CONTROL_UNIT_TYPE | subway oil switch | Y
561 | SWITCH_TYPE | subway oil switch | Y | Y
562 | SECTIONALIZING_FEATURE | subway oil switch | Y
563 | ATS_CAPABLE | subway oil switch | Y | Y
564 | ATS_FEATURE | subway oil switch | Y
565 | ATS_preferred_feed | subway oil switch | Y
566 | ATS_alternate_feed | subway oil switch | Y
567 | Select_preferred | subway oil switch | Y
568 | Unbalance_detect | subway oil switch | Y
569 | Select_return | subway oil switch | Y
570 | Select_Transition | subway oil switch | Y
571 | Dwell_Timer | subway oil switch | Y
572 | Normalize_Left | subway oil switch | Y
573 | Normalize_Right | subway oil switch | Y
574 | Set_Base_Left | subway oil switch | Y
575 | Set_Base_Right | subway oil switch | Y
576 | Access_Code | subway oil switch | Y
577 | Comm_O_bit_rate | subway oil switch | Y
578 | Lockout_Level | subway oil switch | Y
579 | Loss_of_Source | subway oil switch | Y
580 | Return_to_Source_Volt | subway oil switch | Y
581 | Overvolt_detect | subway oil switch | Y
582 | Unbalance_detect_VOLT | subway oil switch | Y
583 | Loss_of_Left_source | subway oil switch | Y
584 | Loss_of_Right_source | subway oil switch | Y
585 | Return_to_Source_TIME | subway oil switch | Y
586 | Lockout_reset | subway oil switch | Y
587 | OC_lockout_pickup | subway oil switch | Y
588 | Transition_Dwell | subway oil switch | Y
589 | Window_Begin | subway oil switch | Y
590 | Window_length | subway oil switch | Y
591 | FIRMWARE_VERSION | subway oil switch | Y
592 | SOFTWARE_VERSION | subway oil switch | Y
593 | ENGINEERING_DOCUMENT | subway oil switch | Y
594 | SCADA | subway oil switch | Y | Y
595 | SCADA_TYPE | subway oil switch | Y
596 | MASTER_STATION | subway oil switch | Y
597 | BAUD_RATE | subway oil switch | Y
598 | TRANSMIT_ENABLE_DELAY | subway oil switch | Y
599 | TRANSMIT_DISABLE_DELAY | subway oil switch | Y
600 | RTU_ADDRESS | subway oil switch | Y
601 | REPEATER | subway oil switch | Y
602 | SPECIAL_CONDITIONS | subway oil switch | Y
603 | RADIO_MANF_CD | subway oil switch | Y
604 | RADIO_MODEL_NUM | subway oil switch | Y
605 | RADIO_SERIAL_NUM | subway oil switch | Y
606 | DEVICE_ID | transformer switch | Y
607 | PREPARED_BY | transformer switch | Y
608 | CONTROL_SERIAL_NUM | transformer switch | Y
609 | DATE_MODIFIED | transformer switch | Y
610 | EFFECTIVE_DT | transformer switch | Y
611 | PEER_REVIEW_DT | transformer switch | Y
612 | PEER_REVIEW_BY | transformer switch | Y
613 | NOTES | transformer switch | Y
614 | OK_TO_BYPASS | transformer switch | Y
615 | CONTROL_UNIT_TYPE | transformer switch | Y
616 | SWITCH_TYPE | transformer switch | Y | Y
617 | SECTIONALIZING_FEATURE | transformer switch | Y
618 | ATS_CAPABLE | transformer switch | Y | Y
619 | ATS_FEATURE | transformer switch | Y
620 | ATS_preferred_feed | transformer switch | Y
621 | ATS_alternate_feed | transformer switch | Y
622 | Select_preferred | transformer switch | Y
623 | Unbalance_detect | transformer switch | Y
624 | Select_return | transformer switch | Y
625 | Select_Transition | transformer switch | Y
626 | Dwell_Timer | transformer switch | Y
627 | Normalize_Left | transformer switch | Y
628 | Normalize_Right | transformer switch | Y
629 | Set_Base_Left | transformer switch | Y
630 | Set_Base_Right | transformer switch | Y
631 | Access_Code | transformer switch | Y
632 | Comm_O_bit_rate | transformer switch | Y
633 | Lockout_Level | transformer switch | Y
634 | Loss_of_Source | transformer switch | Y
635 | Return_to_Source_Volt | transformer switch | Y
636 | Overvolt_detect | transformer switch | Y
637 | Unbalance_detect_VOLT | transformer switch | Y
638 | Loss_of_Left_source | transformer switch | Y
639 | Loss_of_Right_source | transformer switch | Y
640 | Return_to_Source_TIME | transformer switch | Y
641 | Lockout_reset | transformer switch | Y
642 | OC_lockout_pickup | transformer switch | Y
643 | Transition_Dwell | transformer switch | Y
644 | Window_Begin | transformer switch | Y
645 | Window_length | transformer switch | Y
646 | FIRMWARE_VERSION | transformer switch | Y
647 | SOFTWARE_VERSION | transformer switch | Y
648 | ENGINEERING_DOCUMENT | transformer switch | Y
649 | SCADA | transformer switch | Y | Y
650 | SCADA_TYPE | transformer switch | Y
651 | MASTER_STATION | transformer switch | Y
652 | BAUD_RATE | transformer switch | Y
653 | TRANSMIT_ENABLE_DELAY | transformer switch | Y
654 | TRANSMIT_DISABLE_DELAY | transformer switch | Y
655 | RTU_ADDRESS | transformer switch | Y
656 | REPEATER | transformer switch | Y
657 | SPECIAL_CONDITIONS | transformer switch | Y
658 | RADIO_MANF_CD | transformer switch | Y
659 | RADIO_MODEL_NUM | transformer switch | Y
660 | RADIO_SERIAL_NUM | transformer switch | Y
661 | DEVICE_ID | 200 amp fused bypass | Y
662 | PREPARED_BY | 200 amp fused bypass | Y
663 | CONTROL_SERIAL_NUM | 200 amp fused bypass | Y
664 | DATE_MODIFIED | 200 amp fused bypass | Y
665 | EFFECTIVE_DT | 200 amp fused bypass | Y
666 | PEER_REVIEW_DT | 200 amp fused bypass | Y
667 | PEER_REVIEW_BY | 200 amp fused bypass | Y
668 | NOTES | 200 amp fused bypass | Y
669 | OK_TO_BYPASS | 200 amp fused bypass | Y
670 | CONTROL_UNIT_TYPE | 200 amp fused bypass | Y
671 | SWITCH_TYPE | 200 amp fused bypass | Y | Y
672 | SECTIONALIZING_FEATURE | 200 amp fused bypass | Y
673 | ATS_CAPABLE | 200 amp fused bypass | Y | Y
674 | ATS_FEATURE | 200 amp fused bypass | Y
675 | ATS_preferred_feed | 200 amp fused bypass | Y
676 | ATS_alternate_feed | 200 amp fused bypass | Y
677 | Select_preferred | 200 amp fused bypass | Y
678 | Unbalance_detect | 200 amp fused bypass | Y
679 | Select_return | 200 amp fused bypass | Y
680 | Select_Transition | 200 amp fused bypass | Y
681 | Dwell_Timer | 200 amp fused bypass | Y
682 | Normalize_Left | 200 amp fused bypass | Y
683 | Normalize_Right | 200 amp fused bypass | Y
684 | Set_Base_Left | 200 amp fused bypass | Y
685 | Set_Base_Right | 200 amp fused bypass | Y
686 | Access_Code | 200 amp fused bypass | Y
687 | Comm_O_bit_rate | 200 amp fused bypass | Y
688 | Lockout_Level | 200 amp fused bypass | Y
689 | Loss_of_Source | 200 amp fused bypass | Y
690 | Return_to_Source_Volt | 200 amp fused bypass | Y
691 | Overvolt_detect | 200 amp fused bypass | Y
692 | Unbalance_detect_VOLT | 200 amp fused bypass | Y
693 | Loss_of_Left_source | 200 amp fused bypass | Y
694 | Loss_of_Right_source | 200 amp fused bypass | Y
695 | Return_to_Source_TIME | 200 amp fused bypass | Y
696 | Lockout_reset | 200 amp fused bypass | Y
697 | OC_lockout_pickup | 200 amp fused bypass | Y
698 | Transition_Dwell | 200 amp fused bypass | Y
699 | Window_Begin | 200 amp fused bypass | Y
700 | Window_length | 200 amp fused bypass | Y
701 | FIRMWARE_VERSION | 200 amp fused bypass | Y
702 | SOFTWARE_VERSION | 200 amp fused bypass | Y
703 | ENGINEERING_DOCUMENT | 200 amp fused bypass | Y
704 | SCADA | 200 amp fused bypass | Y | Y
705 | SCADA_TYPE | 200 amp fused bypass | Y
706 | MASTER_STATION | 200 amp fused bypass | Y
707 | BAUD_RATE | 200 amp fused bypass | Y
708 | TRANSMIT_ENABLE_DELAY | 200 amp fused bypass | Y
709 | TRANSMIT_DISABLE_DELAY | 200 amp fused bypass | Y
710 | RTU_ADDRESS | 200 amp fused bypass | Y
711 | REPEATER | 200 amp fused bypass | Y
712 | SPECIAL_CONDITIONS | 200 amp fused bypass | Y
713 | RADIO_MANF_CD | 200 amp fused bypass | Y
714 | RADIO_MODEL_NUM | 200 amp fused bypass | Y
715 | RADIO_SERIAL_NUM | 200 amp fused bypass | Y
716 | DEVICE_ID | PMH3 | Y
717 | PREPARED_BY | PMH3 | Y
718 | CONTROL_SERIAL_NUM | PMH3 | Y
719 | DATE_MODIFIED | PMH3 | Y
720 | EFFECTIVE_DT | PMH3 | Y
721 | PEER_REVIEW_DT | PMH3 | Y
722 | PEER_REVIEW_BY | PMH3 | Y
723 | NOTES | PMH3 | Y
724 | OK_TO_BYPASS | PMH3 | Y
725 | CONTROL_UNIT_TYPE | PMH3 | Y
726 | SWITCH_TYPE | PMH3 | Y | Y
727 | SECTIONALIZING_FEATURE | PMH3 | Y
728 | ATS_CAPABLE | PMH3 | Y | Y
729 | ATS_FEATURE | PMH3 | Y
730 | ATS_preferred_feed | PMH3 | Y
731 | ATS_alternate_feed | PMH3 | Y
732 | Select_preferred | PMH3 | Y
733 | Unbalance_detect | PMH3 | Y
734 | Select_return | PMH3 | Y
735 | Select_Transition | PMH3 | Y
736 | Dwell_Timer | PMH3 | Y
737 | Normalize_Left | PMH3 | Y
738 | Normalize_Right | PMH3 | Y
739 | Set_Base_Left | PMH3 | Y
740 | Set_Base_Right | PMH3 | Y
741 | Access_Code | PMH3 | Y
742 | Comm_O_bit_rate | PMH3 | Y
743 | Lockout_Level | PMH3 | Y
744 | Loss_of_Source | PMH3 | Y
745 | Return_to_Source_Volt | PMH3 | Y
746 | Overvolt_detect | PMH3 | Y
747 | Unbalance_detect_VOLT | PMH3 | Y
748 | Loss_of_Left_source | PMH3 | Y
749 | Loss_of_Right_source | PMH3 | Y
750 | Return_to_Source_TIME | PMH3 | Y
751 | Lockout_reset | PMH3 | Y
752 | OC_lockout_pickup | PMH3 | Y
753 | Transition_Dwell | PMH3 | Y
754 | Window_Begin | PMH3 | Y
755 | Window_length | PMH3 | Y
756 | FIRMWARE_VERSION | PMH3 | Y
757 | SOFTWARE_VERSION | PMH3 | Y
758 | ENGINEERING_DOCUMENT | PMH3 | Y
759 | SCADA | PMH3 | Y | Y
760 | SCADA_TYPE | PMH3 | Y
761 | MASTER_STATION | PMH3 | Y
762 | BAUD_RATE | PMH3 | Y
763 | TRANSMIT_ENABLE_DELAY | PMH3 | Y
764 | TRANSMIT_DISABLE_DELAY | PMH3 | Y
765 | RTU_ADDRESS | PMH3 | Y
766 | REPEATER | PMH3 | Y
767 | SPECIAL_CONDITIONS | PMH3 | Y
768 | RADIO_MANF_CD | PMH3 | Y
769 | RADIO_MODEL_NUM | PMH3 | Y
770 | RADIO_SERIAL_NUM | PMH3 | Y
771 | DEVICE_ID | fused dual well | Y
772 | PREPARED_BY | fused dual well | Y
773 | CONTROL_SERIAL_NUM | fused dual well | Y
774 | DATE_MODIFIED | fused dual well | Y
775 | EFFECTIVE_DT | fused dual well | Y
776 | PEER_REVIEW_DT | fused dual well | Y
777 | PEER_REVIEW_BY | fused dual well | Y
778 | NOTES | fused dual well | Y
779 | OK_TO_BYPASS | fused dual well | Y
780 | CONTROL_UNIT_TYPE | fused dual well | Y
781 | SWITCH_TYPE | fused dual well | Y | Y
782 | SECTIONALIZING_FEATURE | fused dual well | Y
783 | ATS_CAPABLE | fused dual well | Y | Y
784 | ATS_FEATURE | fused dual well | Y
785 | ATS_preferred_feed | fused dual well | Y
786 | ATS_alternate_feed | fused dual well | Y
787 | Select_preferred | fused dual well | Y
788 | Unbalance_detect | fused dual well | Y
789 | Select_return | fused dual well | Y
790 | Select_Transition | fused dual well | Y
791 | Dwell_Timer | fused dual well | Y
792 | Normalize_Left | fused dual well | Y
793 | Normalize_Right | fused dual well | Y
794 | Set_Base_Left | fused dual well | Y
795 | Set_Base_Right | fused dual well | Y
796 | Access_Code | fused dual well | Y
797 | Comm_O_bit_rate | fused dual well | Y
798 | Lockout_Level | fused dual well | Y
799 | Loss_of_Source | fused dual well | Y
800 | Return_to_Source_Volt | fused dual well | Y
801 | Overvolt_detect | fused dual well | Y
802 | Unbalance_detect_VOLT | fused dual well | Y
803 | Loss_of_Left_source | fused dual well | Y
804 | Loss_of_Right_source | fused dual well | Y
805 | Return_to_Source_TIME | fused dual well | Y
806 | Lockout_reset | fused dual well | Y
807 | OC_lockout_pickup | fused dual well | Y
808 | Transition_Dwell | fused dual well | Y
809 | Window_Begin | fused dual well | Y
810 | Window_length | fused dual well | Y
811 | FIRMWARE_VERSION | fused dual well | Y
812 | SOFTWARE_VERSION | fused dual well | Y
813 | ENGINEERING_DOCUMENT | fused dual well | Y
814 | SCADA | fused dual well | Y | Y
815 | SCADA_TYPE | fused dual well | Y
816 | MASTER_STATION | fused dual well | Y
817 | BAUD_RATE | fused dual well | Y
818 | TRANSMIT_ENABLE_DELAY | fused dual well | Y
819 | TRANSMIT_DISABLE_DELAY | fused dual well | Y
820 | RTU_ADDRESS | fused dual well | Y
821 | REPEATER | fused dual well | Y
822 | SPECIAL_CONDITIONS | fused dual well | Y
823 | RADIO_MANF_CD | fused dual well | Y
824 | RADIO_MODEL_NUM | fused dual well | Y
825 | RADIO_SERIAL_NUM | fused dual well | Y
826 | DEVICE_ID | LBOR switch | Y
827 | PREPARED_BY | LBOR switch | Y
828 | CONTROL_SERIAL_NUM | LBOR switch | Y
829 | DATE_MODIFIED | LBOR switch | Y
830 | EFFECTIVE_DT | LBOR switch | Y
831 | PEER_REVIEW_DT | LBOR switch | Y
832 | PEER_REVIEW_BY | LBOR switch | Y
833 | NOTES | LBOR switch | Y
834 | OK_TO_BYPASS | LBOR switch | Y
835 | CONTROL_UNIT_TYPE | LBOR switch | Y
836 | SWITCH_TYPE | LBOR switch | Y | Y
837 | SECTIONALIZING_FEATURE | LBOR switch | Y
838 | ATS_CAPABLE | LBOR switch | Y | Y
839 | ATS_FEATURE | LBOR switch | Y
840 | ATS_preferred_feed | LBOR switch | Y
841 | ATS_alternate_feed | LBOR switch | Y
842 | Select_preferred | LBOR switch | Y
843 | Unbalance_detect | LBOR switch | Y
844 | Select_return | LBOR switch | Y
845 | Select_Transition | LBOR switch | Y
846 | Dwell_Timer | LBOR switch | Y
847 | Normalize_Left | LBOR switch | Y
848 | Normalize_Right | LBOR switch | Y
849 | Set_Base_Left | LBOR switch | Y
850 | Set_Base_Right | LBOR switch | Y
851 | Access_Code | LBOR switch | Y
852 | Comm_O_bit_rate | LBOR switch | Y
853 | Lockout_Level | LBOR switch | Y
854 | Loss_of_Source | LBOR switch | Y
855 | Return_to_Source_Volt | LBOR switch | Y
856 | Overvolt_detect | LBOR switch | Y
857 | Unbalance_detect_VOLT | LBOR switch | Y
858 | Loss_of_Left_source | LBOR switch | Y
859 | Loss_of_Right_source | LBOR switch | Y
860 | Return_to_Source_TIME | LBOR switch | Y
861 | Lockout_reset | LBOR switch | Y
862 | OC_lockout_pickup | LBOR switch | Y
863 | Transition_Dwell | LBOR switch | Y
864 | Window_Begin | LBOR switch | Y
865 | Window_length | LBOR switch | Y
866 | FIRMWARE_VERSION | LBOR switch | Y
867 | SOFTWARE_VERSION | LBOR switch | Y
868 | ENGINEERING_DOCUMENT | LBOR switch | Y
869 | SCADA | LBOR switch | Y | Y
870 | SCADA_TYPE | LBOR switch | Y
871 | MASTER_STATION | LBOR switch | Y
872 | BAUD_RATE | LBOR switch | Y
873 | TRANSMIT_ENABLE_DELAY | LBOR switch | Y
874 | TRANSMIT_DISABLE_DELAY | LBOR switch | Y
875 | RTU_ADDRESS | LBOR switch | Y
876 | REPEATER | LBOR switch | Y
877 | SPECIAL_CONDITIONS | LBOR switch | Y
878 | RADIO_MANF_CD | LBOR switch | Y
879 | RADIO_MODEL_NUM | LBOR switch | Y
880 | RADIO_SERIAL_NUM | LBOR switch | Y
881 | DEVICE_ID | fused switch 200 amp | Y
882 | PREPARED_BY | fused switch 200 amp | Y
883 | CONTROL_SERIAL_NUM | fused switch 200 amp | Y
884 | DATE_MODIFIED | fused switch 200 amp | Y
885 | EFFECTIVE_DT | fused switch 200 amp | Y
886 | PEER_REVIEW_DT | fused switch 200 amp | Y
887 | PEER_REVIEW_BY | fused switch 200 amp | Y
888 | NOTES | fused switch 200 amp | Y
889 | OK_TO_BYPASS | fused switch 200 amp | Y
890 | CONTROL_UNIT_TYPE | fused switch 200 amp | Y
891 | SWITCH_TYPE | fused switch 200 amp | Y | Y
892 | SECTIONALIZING_FEATURE | fused switch 200 amp | Y
893 | ATS_CAPABLE | fused switch 200 amp | Y | Y
894 | ATS_FEATURE | fused switch 200 amp | Y
895 | ATS_preferred_feed | fused switch 200 amp | Y
896 | ATS_alternate_feed | fused switch 200 amp | Y
897 | Select_preferred | fused switch 200 amp | Y
898 | Unbalance_detect | fused switch 200 amp | Y
899 | Select_return | fused switch 200 amp | Y
900 | Select_Transition | fused switch 200 amp | Y
901 | Dwell_Timer | fused switch 200 amp | Y
902 | Normalize_Left | fused switch 200 amp | Y
903 | Normalize_Right | fused switch 200 amp | Y
904 | Set_Base_Left | fused switch 200 amp | Y
905 | Set_Base_Right | fused switch 200 amp | Y
906 | Access_Code | fused switch 200 amp | Y
907 | Comm_O_bit_rate | fused switch 200 amp | Y
908 | Lockout_Level | fused switch 200 amp | Y
909 | Loss_of_Source | fused switch 200 amp | Y
910 | Return_to_Source_Volt | fused switch 200 amp | Y
911 | Overvolt_detect | fused switch 200 amp | Y
912 | Unbalance_detect_VOLT | fused switch 200 amp | Y
913 | Loss_of_Left_source | fused switch 200 amp | Y
914 | Loss_of_Right_source | fused switch 200 amp | Y
915 | Return_to_Source_TIME | fused switch 200 amp | Y
916 | Lockout_reset | fused switch 200 amp | Y
917 | OC_lockout_pickup | fused switch 200 amp | Y
918 | Transition_Dwell | fused switch 200 amp | Y
919 | Window_Begin | fused switch 200 amp | Y
920 | Window_length | fused switch 200 amp | Y
921 | FIRMWARE_VERSION | fused switch 200 amp | Y
922 | SOFTWARE_VERSION | fused switch 200 amp | Y
923 | ENGINEERING_DOCUMENT | fused switch 200 amp | Y
924 | SCADA | fused switch 200 amp | Y | Y
925 | SCADA_TYPE | fused switch 200 amp | Y
926 | MASTER_STATION | fused switch 200 amp | Y
927 | BAUD_RATE | fused switch 200 amp | Y
928 | TRANSMIT_ENABLE_DELAY | fused switch 200 amp | Y
929 | TRANSMIT_DISABLE_DELAY | fused switch 200 amp | Y
930 | RTU_ADDRESS | fused switch 200 amp | Y
931 | REPEATER | fused switch 200 amp | Y
932 | SPECIAL_CONDITIONS | fused switch 200 amp | Y
933 | RADIO_MANF_CD | fused switch 200 amp | Y
934 | RADIO_MODEL_NUM | fused switch 200 amp | Y
935 | RADIO_SERIAL_NUM | fused switch 200 amp | Y
936 | DEVICE_ID | 600 amp switch | Y
937 | PREPARED_BY | 600 amp switch | Y
938 | CONTROL_SERIAL_NUM | 600 amp switch | Y
939 | DATE_MODIFIED | 600 amp switch | Y
940 | EFFECTIVE_DT | 600 amp switch | Y
941 | PEER_REVIEW_DT | 600 amp switch | Y
942 | PEER_REVIEW_BY | 600 amp switch | Y
943 | NOTES | 600 amp switch | Y
944 | OK_TO_BYPASS | 600 amp switch | Y
945 | CONTROL_UNIT_TYPE | 600 amp switch | Y
946 | SWITCH_TYPE | 600 amp switch | Y | Y
947 | SECTIONALIZING_FEATURE | 600 amp switch | Y
948 | ATS_CAPABLE | 600 amp switch | Y | Y
949 | ATS_FEATURE | 600 amp switch | Y
950 | ATS_preferred_feed | 600 amp switch | Y
951 | ATS_alternate_feed | 600 amp switch | Y
952 | Select_preferred | 600 amp switch | Y
953 | Unbalance_detect | 600 amp switch | Y
954 | Select_return | 600 amp switch | Y
955 | Select_Transition | 600 amp switch | Y
956 | Dwell_Timer | 600 amp switch | Y
957 | Normalize_Left | 600 amp switch | Y
958 | Normalize_Right | 600 amp switch | Y
959 | Set_Base_Left | 600 amp switch | Y
960 | Set_Base_Right | 600 amp switch | Y
961 | Access_Code | 600 amp switch | Y
962 | Comm_O_bit_rate | 600 amp switch | Y
963 | Lockout_Level | 600 amp switch | Y
964 | Loss_of_Source | 600 amp switch | Y
965 | Return_to_Source_Volt | 600 amp switch | Y
966 | Overvolt_detect | 600 amp switch | Y
967 | Unbalance_detect_VOLT | 600 amp switch | Y
968 | Loss_of_Left_source | 600 amp switch | Y
969 | Loss_of_Right_source | 600 amp switch | Y
970 | Return_to_Source_TIME | 600 amp switch | Y
971 | Lockout_reset | 600 amp switch | Y
972 | OC_lockout_pickup | 600 amp switch | Y
973 | Transition_Dwell | 600 amp switch | Y
974 | Window_Begin | 600 amp switch | Y
975 | Window_length | 600 amp switch | Y
976 | FIRMWARE_VERSION | 600 amp switch | Y
977 | SOFTWARE_VERSION | 600 amp switch | Y
978 | ENGINEERING_DOCUMENT | 600 amp switch | Y
979 | SCADA | 600 amp switch | Y | Y
980 | SCADA_TYPE | 600 amp switch | Y
981 | MASTER_STATION | 600 amp switch | Y
982 | BAUD_RATE | 600 amp switch | Y
983 | TRANSMIT_ENABLE_DELAY | 600 amp switch | Y
984 | TRANSMIT_DISABLE_DELAY | 600 amp switch | Y
985 | RTU_ADDRESS | 600 amp switch | Y
986 | REPEATER | 600 amp switch | Y
987 | SPECIAL_CONDITIONS | 600 amp switch | Y
988 | RADIO_MANF_CD | 600 amp switch | Y
989 | RADIO_MODEL_NUM | 600 amp switch | Y
990 | RADIO_SERIAL_NUM | 600 amp switch | Y
991 | DEVICE_ID | automatic switch | Y
992 | PREPARED_BY | automatic switch | Y
993 | CONTROL_SERIAL_NUM | automatic switch | Y
994 | DATE_MODIFIED | automatic switch | Y
995 | EFFECTIVE_DT | automatic switch | Y
996 | PEER_REVIEW_DT | automatic switch | Y
997 | PEER_REVIEW_BY | automatic switch | Y
998 | NOTES | automatic switch | Y
999 | OK_TO_BYPASS | automatic switch | Y
1000 | CONTROL_UNIT_TYPE | automatic switch | Y
1001 | SWITCH_TYPE | automatic switch | Y | Y
1002 | SECTIONALIZING_FEATURE | automatic switch | Y
1003 | ATS_CAPABLE | automatic switch | Y | Y
1004 | ATS_FEATURE | automatic switch | Y
1005 | ATS_preferred_feed | automatic switch | Y
1006 | ATS_alternate_feed | automatic switch | Y
1007 | Select_preferred | automatic switch | Y
1008 | Unbalance_detect | automatic switch | Y
1009 | Select_return | automatic switch | Y
1010 | Select_Transition | automatic switch | Y
1011 | Dwell_Timer | automatic switch | Y
1012 | Normalize_Left | automatic switch | Y
1013 | Normalize_Right | automatic switch | Y
1014 | Set_Base_Left | automatic switch | Y
1015 | Set_Base_Right | automatic switch | Y
1016 | Access_Code | automatic switch | Y
1017 | Comm_O_bit_rate | automatic switch | Y
1018 | Lockout_Level | automatic switch | Y
1019 | Loss_of_Source | automatic switch | Y
1020 | Return_to_Source_Volt | automatic switch | Y
1021 | Overvolt_detect | automatic switch | Y
1022 | Unbalance_detect_VOLT | automatic switch | Y
1023 | Loss_of_Left_source | automatic switch | Y
1024 | Loss_of_Right_source | automatic switch | Y
1025 | Return_to_Source_TIME | automatic switch | Y
1026 | Lockout_reset | automatic switch | Y
1027 | OC_lockout_pickup | automatic switch | Y
1028 | Transition_Dwell | automatic switch | Y
1029 | Window_Begin | automatic switch | Y
1030 | Window_length | automatic switch | Y
1031 | FIRMWARE_VERSION | automatic switch | Y
1032 | SOFTWARE_VERSION | automatic switch | Y
1033 | ENGINEERING_DOCUMENT | automatic switch | Y
1034 | SCADA | automatic switch | Y | Y
1035 | SCADA_TYPE | automatic switch | Y
1036 | MASTER_STATION | automatic switch | Y
1037 | BAUD_RATE | automatic switch | Y
1038 | TRANSMIT_ENABLE_DELAY | automatic switch | Y
1039 | TRANSMIT_DISABLE_DELAY | automatic switch | Y
1040 | RTU_ADDRESS | automatic switch | Y
1041 | REPEATER | automatic switch | Y
1042 | SPECIAL_CONDITIONS | automatic switch | Y
1043 | RADIO_MANF_CD | automatic switch | Y
1044 | RADIO_MODEL_NUM | automatic switch | Y
1045 | RADIO_SERIAL_NUM | automatic switch | Y
1046 | DEVICE_ID | miscellaneous switch | Y
1047 | PREPARED_BY | miscellaneous switch | Y
1048 | CONTROL_SERIAL_NUM | miscellaneous switch | Y
1049 | DATE_MODIFIED | miscellaneous switch | Y
1050 | EFFECTIVE_DT | miscellaneous switch | Y
1051 | PEER_REVIEW_DT | miscellaneous switch | Y
1052 | PEER_REVIEW_BY | miscellaneous switch | Y
1053 | NOTES | miscellaneous switch | Y
1054 | OK_TO_BYPASS | miscellaneous switch | Y
1055 | CONTROL_UNIT_TYPE | miscellaneous switch | Y
1056 | SWITCH_TYPE | miscellaneous switch | Y | Y
1057 | SECTIONALIZING_FEATURE | miscellaneous switch | Y
1058 | ATS_CAPABLE | miscellaneous switch | Y | Y
1059 | ATS_FEATURE | miscellaneous switch | Y
1060 | ATS_preferred_feed | miscellaneous switch | Y
1061 | ATS_alternate_feed | miscellaneous switch | Y
1062 | Select_preferred | miscellaneous switch | Y
1063 | Unbalance_detect | miscellaneous switch | Y
1064 | Select_return | miscellaneous switch | Y
1065 | Select_Transition | miscellaneous switch | Y
1066 | Dwell_Timer | miscellaneous switch | Y
1067 | Normalize_Left | miscellaneous switch | Y
1068 | Normalize_Right | miscellaneous switch | Y
1069 | Set_Base_Left | miscellaneous switch | Y
1070 | Set_Base_Right | miscellaneous switch | Y
1071 | Access_Code | miscellaneous switch | Y
1072 | Comm_O_bit_rate | miscellaneous switch | Y
1073 | Lockout_Level | miscellaneous switch | Y
1074 | Loss_of_Source | miscellaneous switch | Y
1075 | Return_to_Source_Volt | miscellaneous switch | Y
1076 | Overvolt_detect | miscellaneous switch | Y
1077 | Unbalance_detect_VOLT | miscellaneous switch | Y
1078 | Loss_of_Left_source | miscellaneous switch | Y
1079 | Loss_of_Right_source | miscellaneous switch | Y
1080 | Return_to_Source_TIME | miscellaneous switch | Y
1081 | Lockout_reset | miscellaneous switch | Y
1082 | OC_lockout_pickup | miscellaneous switch | Y
1083 | Transition_Dwell | miscellaneous switch | Y
1084 | Window_Begin | miscellaneous switch | Y
1085 | Window_length | miscellaneous switch | Y
1086 | FIRMWARE_VERSION | miscellaneous switch | Y
1087 | SOFTWARE_VERSION | miscellaneous switch | Y
1088 | ENGINEERING_DOCUMENT | miscellaneous switch | Y
1089 | SCADA | miscellaneous switch | Y | Y
1090 | SCADA_TYPE | miscellaneous switch | Y
1091 | MASTER_STATION | miscellaneous switch | Y
1092 | BAUD_RATE | miscellaneous switch | Y
1093 | TRANSMIT_ENABLE_DELAY | miscellaneous switch | Y
1094 | TRANSMIT_DISABLE_DELAY | miscellaneous switch | Y
1095 | RTU_ADDRESS | miscellaneous switch | Y
1096 | REPEATER | miscellaneous switch | Y
1097 | SPECIAL_CONDITIONS | miscellaneous switch | Y
1098 | RADIO_MANF_CD | miscellaneous switch | Y
1099 | RADIO_MODEL_NUM | miscellaneous switch | Y
1100 | RADIO_SERIAL_NUM | miscellaneous switch | Y
1101 | DEVICE_ID | ES55 disconnect | Y
1102 | PREPARED_BY | ES55 disconnect | Y
1103 | CONTROL_SERIAL_NUM | ES55 disconnect | Y
1104 | DATE_MODIFIED | ES55 disconnect | Y
1105 | EFFECTIVE_DT | ES55 disconnect | Y
1106 | PEER_REVIEW_DT | ES55 disconnect | Y
1107 | PEER_REVIEW_BY | ES55 disconnect | Y
1108 | NOTES | ES55 disconnect | Y
1109 | OK_TO_BYPASS | ES55 disconnect | Y
1110 | CONTROL_UNIT_TYPE | ES55 disconnect | Y
1111 | SWITCH_TYPE | ES55 disconnect | Y | Y
1112 | SECTIONALIZING_FEATURE | ES55 disconnect | Y
1113 | ATS_CAPABLE | ES55 disconnect | Y | Y
1114 | ATS_FEATURE | ES55 disconnect | Y
1115 | ATS_preferred_feed | ES55 disconnect | Y
1116 | ATS_alternate_feed | ES55 disconnect | Y
1117 | Select_preferred | ES55 disconnect | Y
1118 | Unbalance_detect | ES55 disconnect | Y
1119 | Select_return | ES55 disconnect | Y
1120 | Select_Transition | ES55 disconnect | Y
1121 | Dwell_Timer | ES55 disconnect | Y
1122 | Normalize_Left | ES55 disconnect | Y
1123 | Normalize_Right | ES55 disconnect | Y
1124 | Set_Base_Left | ES55 disconnect | Y
1125 | Set_Base_Right | ES55 disconnect | Y
1126 | Access_Code | ES55 disconnect | Y
1127 | Comm_O_bit_rate | ES55 disconnect | Y
1128 | Lockout_Level | ES55 disconnect | Y
1129 | Loss_of_Source | ES55 disconnect | Y
1130 | Return_to_Source_Volt | ES55 disconnect | Y
1131 | Overvolt_detect | ES55 disconnect | Y
1132 | Unbalance_detect_VOLT | ES55 disconnect | Y
1133 | Loss_of_Left_source | ES55 disconnect | Y
1134 | Loss_of_Right_source | ES55 disconnect | Y
1135 | Return_to_Source_TIME | ES55 disconnect | Y
1136 | Lockout_reset | ES55 disconnect | Y
1137 | OC_lockout_pickup | ES55 disconnect | Y
1138 | Transition_Dwell | ES55 disconnect | Y
1139 | Window_Begin | ES55 disconnect | Y
1140 | Window_length | ES55 disconnect | Y
1141 | FIRMWARE_VERSION | ES55 disconnect | Y
1142 | SOFTWARE_VERSION | ES55 disconnect | Y
1143 | ENGINEERING_DOCUMENT | ES55 disconnect | Y
1144 | SCADA | ES55 disconnect | Y | Y
1145 | SCADA_TYPE | ES55 disconnect | Y
1146 | MASTER_STATION | ES55 disconnect | Y
1147 | BAUD_RATE | ES55 disconnect | Y
1148 | TRANSMIT_ENABLE_DELAY | ES55 disconnect | Y
1149 | TRANSMIT_DISABLE_DELAY | ES55 disconnect | Y
1150 | RTU_ADDRESS | ES55 disconnect | Y
1151 | REPEATER | ES55 disconnect | Y
1152 | SPECIAL_CONDITIONS | ES55 disconnect | Y
1153 | RADIO_MANF_CD | ES55 disconnect | Y
1154 | RADIO_MODEL_NUM | ES55 disconnect | Y
1155 | RADIO_SERIAL_NUM | ES55 disconnect | Y
1156 | DEVICE_ID | remote telephone | Y
1157 | PREPARED_BY | remote telephone | Y
1158 | CONTROL_SERIAL_NUM | remote telephone | Y
1159 | DATE_MODIFIED | remote telephone | Y
1160 | EFFECTIVE_DT | remote telephone | Y
1161 | PEER_REVIEW_DT | remote telephone | Y
1162 | PEER_REVIEW_BY | remote telephone | Y
1163 | NOTES | remote telephone | Y
1164 | OK_TO_BYPASS | remote telephone | Y
1165 | CONTROL_UNIT_TYPE | remote telephone | Y
1166 | SWITCH_TYPE | remote telephone | Y | Y
1167 | SECTIONALIZING_FEATURE | remote telephone | Y
1168 | ATS_CAPABLE | remote telephone | Y | Y
1169 | ATS_FEATURE | remote telephone | Y
1170 | ATS_preferred_feed | remote telephone | Y
1171 | ATS_alternate_feed | remote telephone | Y
1172 | Select_preferred | remote telephone | Y
1173 | Unbalance_detect | remote telephone | Y
1174 | Select_return | remote telephone | Y
1175 | Select_Transition | remote telephone | Y
1176 | Dwell_Timer | remote telephone | Y
1177 | Normalize_Left | remote telephone | Y
1178 | Normalize_Right | remote telephone | Y
1179 | Set_Base_Left | remote telephone | Y
1180 | Set_Base_Right | remote telephone | Y
1181 | Access_Code | remote telephone | Y
1182 | Comm_O_bit_rate | remote telephone | Y
1183 | Lockout_Level | remote telephone | Y
1184 | Loss_of_Source | remote telephone | Y
1185 | Return_to_Source_Volt | remote telephone | Y
1186 | Overvolt_detect | remote telephone | Y
1187 | Unbalance_detect_VOLT | remote telephone | Y
1188 | Loss_of_Left_source | remote telephone | Y
1189 | Loss_of_Right_source | remote telephone | Y
1190 | Return_to_Source_TIME | remote telephone | Y
1191 | Lockout_reset | remote telephone | Y
1192 | OC_lockout_pickup | remote telephone | Y
1193 | Transition_Dwell | remote telephone | Y
1194 | Window_Begin | remote telephone | Y
1195 | Window_length | remote telephone | Y
1196 | FIRMWARE_VERSION | remote telephone | Y
1197 | SOFTWARE_VERSION | remote telephone | Y
1198 | ENGINEERING_DOCUMENT | remote telephone | Y
1199 | SCADA | remote telephone | Y | Y
1200 | SCADA_TYPE | remote telephone | Y
1201 | MASTER_STATION | remote telephone | Y
1202 | BAUD_RATE | remote telephone | Y
1203 | TRANSMIT_ENABLE_DELAY | remote telephone | Y
1204 | TRANSMIT_DISABLE_DELAY | remote telephone | Y
1205 | RTU_ADDRESS | remote telephone | Y
1206 | REPEATER | remote telephone | Y
1207 | SPECIAL_CONDITIONS | remote telephone | Y
1208 | RADIO_MANF_CD | remote telephone | Y
1209 | RADIO_MODEL_NUM | remote telephone | Y
1210 | RADIO_SERIAL_NUM | remote telephone | Y
1211 | DEVICE_ID | load check point | Y
1212 | PREPARED_BY | load check point | Y
1213 | CONTROL_SERIAL_NUM | load check point | Y
1214 | DATE_MODIFIED | load check point | Y
1215 | EFFECTIVE_DT | load check point | Y
1216 | PEER_REVIEW_DT | load check point | Y
1217 | PEER_REVIEW_BY | load check point | Y
1218 | NOTES | load check point | Y
1219 | OK_TO_BYPASS | load check point | Y
1220 | CONTROL_UNIT_TYPE | load check point | Y
1221 | SWITCH_TYPE | load check point | Y | Y
1222 | SECTIONALIZING_FEATURE | load check point | Y
1223 | ATS_CAPABLE | load check point | Y | Y
1224 | ATS_FEATURE | load check point | Y
1225 | ATS_preferred_feed | load check point | Y
1226 | ATS_alternate_feed | load check point | Y
1227 | Select_preferred | load check point | Y
1228 | Unbalance_detect | load check point | Y
1229 | Select_return | load check point | Y
1230 | Select_Transition | load check point | Y
1231 | Dwell_Timer | load check point | Y
1232 | Normalize_Left | load check point | Y
1233 | Normalize_Right | load check point | Y
1234 | Set_Base_Left | load check point | Y
1235 | Set_Base_Right | load check point | Y
1236 | Access_Code | load check point | Y
1237 | Comm_O_bit_rate | load check point | Y
1238 | Lockout_Level | load check point | Y
1239 | Loss_of_Source | load check point | Y
1240 | Return_to_Source_Volt | load check point | Y
1241 | Overvolt_detect | load check point | Y
1242 | Unbalance_detect_VOLT | load check point | Y
1243 | Loss_of_Left_source | load check point | Y
1244 | Loss_of_Right_source | load check point | Y
1245 | Return_to_Source_TIME | load check point | Y
1246 | Lockout_reset | load check point | Y
1247 | OC_lockout_pickup | load check point | Y
1248 | Transition_Dwell | load check point | Y
1249 | Window_Begin | load check point | Y
1250 | Window_length | load check point | Y
1251 | FIRMWARE_VERSION | load check point | Y
1252 | SOFTWARE_VERSION | load check point | Y
1253 | ENGINEERING_DOCUMENT | load check point | Y
1254 | SCADA | load check point | Y | Y
1255 | SCADA_TYPE | load check point | Y
1256 | MASTER_STATION | load check point | Y
1257 | BAUD_RATE | load check point | Y
1258 | TRANSMIT_ENABLE_DELAY | load check point | Y
1259 | TRANSMIT_DISABLE_DELAY | load check point | Y
1260 | RTU_ADDRESS | load check point | Y
1261 | REPEATER | load check point | Y
1262 | SPECIAL_CONDITIONS | load check point | Y
1263 | RADIO_MANF_CD | load check point | Y
1264 | RADIO_MODEL_NUM | load check point | Y
1265 | RADIO_SERIAL_NUM | load check point | Y
1266 | DEVICE_ID | PMH 5, 6, 9, 11 15kV 600 amp | Y
1267 | PREPARED_BY | PMH 5, 6, 9, 11 15kV 600 amp | Y
1268 | CONTROL_SERIAL_NUM | PMH 5, 6, 9, 11 15kV 600 amp | Y
1269 | DATE_MODIFIED | PMH 5, 6, 9, 11 15kV 600 amp | Y
1270 | EFFECTIVE_DT | PMH 5, 6, 9, 11 15kV 600 amp | Y
1271 | PEER_REVIEW_DT | PMH 5, 6, 9, 11 15kV 600 amp | Y
1272 | PEER_REVIEW_BY | PMH 5, 6, 9, 11 15kV 600 amp | Y
1273 | NOTES | PMH 5, 6, 9, 11 15kV 600 amp | Y
1274 | OK_TO_BYPASS | PMH 5, 6, 9, 11 15kV 600 amp | Y
1275 | CONTROL_UNIT_TYPE | PMH 5, 6, 9, 11 15kV 600 amp | Y
1276 | SWITCH_TYPE | PMH 5, 6, 9, 11 15kV 600 amp | Y | Y
1277 | SECTIONALIZING_FEATURE | PMH 5, 6, 9, 11 15kV 600 amp | Y
1278 | ATS_CAPABLE | PMH 5, 6, 9, 11 15kV 600 amp | Y | Y
1279 | ATS_FEATURE | PMH 5, 6, 9, 11 15kV 600 amp | Y
1280 | ATS_preferred_feed | PMH 5, 6, 9, 11 15kV 600 amp | Y
1281 | ATS_alternate_feed | PMH 5, 6, 9, 11 15kV 600 amp | Y
1282 | Select_preferred | PMH 5, 6, 9, 11 15kV 600 amp | Y
1283 | Unbalance_detect | PMH 5, 6, 9, 11 15kV 600 amp | Y
1284 | Select_return | PMH 5, 6, 9, 11 15kV 600 amp | Y
1285 | Select_Transition | PMH 5, 6, 9, 11 15kV 600 amp | Y
1286 | Dwell_Timer | PMH 5, 6, 9, 11 15kV 600 amp | Y
1287 | Normalize_Left | PMH 5, 6, 9, 11 15kV 600 amp | Y
1288 | Normalize_Right | PMH 5, 6, 9, 11 15kV 600 amp | Y
1289 | Set_Base_Left | PMH 5, 6, 9, 11 15kV 600 amp | Y
1290 | Set_Base_Right | PMH 5, 6, 9, 11 15kV 600 amp | Y
1291 | Access_Code | PMH 5, 6, 9, 11 15kV 600 amp | Y
1292 | Comm_O_bit_rate | PMH 5, 6, 9, 11 15kV 600 amp | Y
1293 | Lockout_Level | PMH 5, 6, 9, 11 15kV 600 amp | Y
1294 | Loss_of_Source | PMH 5, 6, 9, 11 15kV 600 amp | Y
1295 | Return_to_Source_Volt | PMH 5, 6, 9, 11 15kV 600 amp | Y
1296 | Overvolt_detect | PMH 5, 6, 9, 11 15kV 600 amp | Y
1297 | Unbalance_detect_VOLT | PMH 5, 6, 9, 11 15kV 600 amp | Y
1298 | Loss_of_Left_source | PMH 5, 6, 9, 11 15kV 600 amp | Y
1299 | Loss_of_Right_source | PMH 5, 6, 9, 11 15kV 600 amp | Y
1300 | Return_to_Source_TIME | PMH 5, 6, 9, 11 15kV 600 amp | Y
1301 | Lockout_reset | PMH 5, 6, 9, 11 15kV 600 amp | Y
1302 | OC_lockout_pickup | PMH 5, 6, 9, 11 15kV 600 amp | Y
1303 | Transition_Dwell | PMH 5, 6, 9, 11 15kV 600 amp | Y
1304 | Window_Begin | PMH 5, 6, 9, 11 15kV 600 amp | Y
1305 | Window_length | PMH 5, 6, 9, 11 15kV 600 amp | Y
1306 | FIRMWARE_VERSION | PMH 5, 6, 9, 11 15kV 600 amp | Y
1307 | SOFTWARE_VERSION | PMH 5, 6, 9, 11 15kV 600 amp | Y
1308 | ENGINEERING_DOCUMENT | PMH 5, 6, 9, 11 15kV 600 amp | Y
1309 | SCADA | PMH 5, 6, 9, 11 15kV 600 amp | Y | Y
1310 | SCADA_TYPE | PMH 5, 6, 9, 11 15kV 600 amp | Y
1311 | MASTER_STATION | PMH 5, 6, 9, 11 15kV 600 amp | Y
1312 | BAUD_RATE | PMH 5, 6, 9, 11 15kV 600 amp | Y
1313 | TRANSMIT_ENABLE_DELAY | PMH 5, 6, 9, 11 15kV 600 amp | Y
1314 | TRANSMIT_DISABLE_DELAY | PMH 5, 6, 9, 11 15kV 600 amp | Y
1315 | RTU_ADDRESS | PMH 5, 6, 9, 11 15kV 600 amp | Y
1316 | REPEATER | PMH 5, 6, 9, 11 15kV 600 amp | Y
1317 | SPECIAL_CONDITIONS | PMH 5, 6, 9, 11 15kV 600 amp | Y
1318 | RADIO_MANF_CD | PMH 5, 6, 9, 11 15kV 600 amp | Y
1319 | RADIO_MODEL_NUM | PMH 5, 6, 9, 11 15kV 600 amp | Y
1320 | RADIO_SERIAL_NUM | PMH 5, 6, 9, 11 15kV 600 amp | Y
1321 | DEVICE_ID | PMH 5, 6, 9, 11 25kV 400 amp | Y
1322 | PREPARED_BY | PMH 5, 6, 9, 11 25kV 400 amp | Y
1323 | CONTROL_SERIAL_NUM | PMH 5, 6, 9, 11 25kV 400 amp | Y
1324 | DATE_MODIFIED | PMH 5, 6, 9, 11 25kV 400 amp | Y
1325 | EFFECTIVE_DT | PMH 5, 6, 9, 11 25kV 400 amp | Y
1326 | PEER_REVIEW_DT | PMH 5, 6, 9, 11 25kV 400 amp | Y
1327 | PEER_REVIEW_BY | PMH 5, 6, 9, 11 25kV 400 amp | Y
1328 | NOTES | PMH 5, 6, 9, 11 25kV 400 amp | Y
1329 | OK_TO_BYPASS | PMH 5, 6, 9, 11 25kV 400 amp | Y
1330 | CONTROL_UNIT_TYPE | PMH 5, 6, 9, 11 25kV 400 amp | Y
1331 | SWITCH_TYPE | PMH 5, 6, 9, 11 25kV 400 amp | Y | Y
1332 | SECTIONALIZING_FEATURE | PMH 5, 6, 9, 11 25kV 400 amp | Y
1333 | ATS_CAPABLE | PMH 5, 6, 9, 11 25kV 400 amp | Y | Y
1334 | ATS_FEATURE | PMH 5, 6, 9, 11 25kV 400 amp | Y
1335 | ATS_preferred_feed | PMH 5, 6, 9, 11 25kV 400 amp | Y
1336 | ATS_alternate_feed | PMH 5, 6, 9, 11 25kV 400 amp | Y
1337 | Select_preferred | PMH 5, 6, 9, 11 25kV 400 amp | Y
1338 | Unbalance_detect | PMH 5, 6, 9, 11 25kV 400 amp | Y
1339 | Select_return | PMH 5, 6, 9, 11 25kV 400 amp | Y
1340 | Select_Transition | PMH 5, 6, 9, 11 25kV 400 amp | Y
1341 | Dwell_Timer | PMH 5, 6, 9, 11 25kV 400 amp | Y
1342 | Normalize_Left | PMH 5, 6, 9, 11 25kV 400 amp | Y
1343 | Normalize_Right | PMH 5, 6, 9, 11 25kV 400 amp | Y
1344 | Set_Base_Left | PMH 5, 6, 9, 11 25kV 400 amp | Y
1345 | Set_Base_Right | PMH 5, 6, 9, 11 25kV 400 amp | Y
1346 | Access_Code | PMH 5, 6, 9, 11 25kV 400 amp | Y
1347 | Comm_O_bit_rate | PMH 5, 6, 9, 11 25kV 400 amp | Y
1348 | Lockout_Level | PMH 5, 6, 9, 11 25kV 400 amp | Y
1349 | Loss_of_Source | PMH 5, 6, 9, 11 25kV 400 amp | Y
1350 | Return_to_Source_Volt | PMH 5, 6, 9, 11 25kV 400 amp | Y
1351 | Overvolt_detect | PMH 5, 6, 9, 11 25kV 400 amp | Y
1352 | Unbalance_detect_VOLT | PMH 5, 6, 9, 11 25kV 400 amp | Y
1353 | Loss_of_Left_source | PMH 5, 6, 9, 11 25kV 400 amp | Y
1354 | Loss_of_Right_source | PMH 5, 6, 9, 11 25kV 400 amp | Y
1355 | Return_to_Source_TIME | PMH 5, 6, 9, 11 25kV 400 amp | Y
1356 | Lockout_reset | PMH 5, 6, 9, 11 25kV 400 amp | Y
1357 | OC_lockout_pickup | PMH 5, 6, 9, 11 25kV 400 amp | Y
1358 | Transition_Dwell | PMH 5, 6, 9, 11 25kV 400 amp | Y
1359 | Window_Begin | PMH 5, 6, 9, 11 25kV 400 amp | Y
1360 | Window_length | PMH 5, 6, 9, 11 25kV 400 amp | Y
1361 | FIRMWARE_VERSION | PMH 5, 6, 9, 11 25kV 400 amp | Y
1362 | SOFTWARE_VERSION | PMH 5, 6, 9, 11 25kV 400 amp | Y
1363 | ENGINEERING_DOCUMENT | PMH 5, 6, 9, 11 25kV 400 amp | Y
1364 | SCADA | PMH 5, 6, 9, 11 25kV 400 amp | Y | Y
1365 | SCADA_TYPE | PMH 5, 6, 9, 11 25kV 400 amp | Y
1366 | MASTER_STATION | PMH 5, 6, 9, 11 25kV 400 amp | Y
1367 | BAUD_RATE | PMH 5, 6, 9, 11 25kV 400 amp | Y
1368 | TRANSMIT_ENABLE_DELAY | PMH 5, 6, 9, 11 25kV 400 amp | Y
1369 | TRANSMIT_DISABLE_DELAY | PMH 5, 6, 9, 11 25kV 400 amp | Y
1370 | RTU_ADDRESS | PMH 5, 6, 9, 11 25kV 400 amp | Y
1371 | REPEATER | PMH 5, 6, 9, 11 25kV 400 amp | Y
1372 | SPECIAL_CONDITIONS | PMH 5, 6, 9, 11 25kV 400 amp | Y
1373 | RADIO_MANF_CD | PMH 5, 6, 9, 11 25kV 400 amp | Y
1374 | RADIO_MODEL_NUM | PMH 5, 6, 9, 11 25kV 400 amp | Y
1375 | RADIO_SERIAL_NUM | PMH 5, 6, 9, 11 25kV 400 amp | Y
1376 | DEVICE_ID | co-generation equipment | Y
1377 | PREPARED_BY | co-generation equipment | Y
1378 | CONTROL_SERIAL_NUM | co-generation equipment | Y
1379 | DATE_MODIFIED | co-generation equipment | Y
1380 | EFFECTIVE_DT | co-generation equipment | Y
1381 | PEER_REVIEW_DT | co-generation equipment | Y
1382 | PEER_REVIEW_BY | co-generation equipment | Y
1383 | NOTES | co-generation equipment | Y
1384 | OK_TO_BYPASS | co-generation equipment | Y
1385 | CONTROL_UNIT_TYPE | co-generation equipment | Y
1386 | SWITCH_TYPE | co-generation equipment | Y | Y
1387 | SECTIONALIZING_FEATURE | co-generation equipment | Y
1388 | ATS_CAPABLE | co-generation equipment | Y | Y
1389 | ATS_FEATURE | co-generation equipment | Y
1390 | ATS_preferred_feed | co-generation equipment | Y
1391 | ATS_alternate_feed | co-generation equipment | Y
1392 | Select_preferred | co-generation equipment | Y
1393 | Unbalance_detect | co-generation equipment | Y
1394 | Select_return | co-generation equipment | Y
1395 | Select_Transition | co-generation equipment | Y
1396 | Dwell_Timer | co-generation equipment | Y
1397 | Normalize_Left | co-generation equipment | Y
1398 | Normalize_Right | co-generation equipment | Y
1399 | Set_Base_Left | co-generation equipment | Y
1400 | Set_Base_Right | co-generation equipment | Y
1401 | Access_Code | co-generation equipment | Y
1402 | Comm_O_bit_rate | co-generation equipment | Y
1403 | Lockout_Level | co-generation equipment | Y
1404 | Loss_of_Source | co-generation equipment | Y
1405 | Return_to_Source_Volt | co-generation equipment | Y
1406 | Overvolt_detect | co-generation equipment | Y
1407 | Unbalance_detect_VOLT | co-generation equipment | Y
1408 | Loss_of_Left_source | co-generation equipment | Y
1409 | Loss_of_Right_source | co-generation equipment | Y
1410 | Return_to_Source_TIME | co-generation equipment | Y
1411 | Lockout_reset | co-generation equipment | Y
1412 | OC_lockout_pickup | co-generation equipment | Y
1413 | Transition_Dwell | co-generation equipment | Y
1414 | Window_Begin | co-generation equipment | Y
1415 | Window_length | co-generation equipment | Y
1416 | FIRMWARE_VERSION | co-generation equipment | Y
1417 | SOFTWARE_VERSION | co-generation equipment | Y
1418 | ENGINEERING_DOCUMENT | co-generation equipment | Y
1419 | SCADA | co-generation equipment | Y | Y
1420 | SCADA_TYPE | co-generation equipment | Y
1421 | MASTER_STATION | co-generation equipment | Y
1422 | BAUD_RATE | co-generation equipment | Y
1423 | TRANSMIT_ENABLE_DELAY | co-generation equipment | Y
1424 | TRANSMIT_DISABLE_DELAY | co-generation equipment | Y
1425 | RTU_ADDRESS | co-generation equipment | Y
1426 | REPEATER | co-generation equipment | Y
1427 | SPECIAL_CONDITIONS | co-generation equipment | Y
1428 | RADIO_MANF_CD | co-generation equipment | Y
1429 | RADIO_MODEL_NUM | co-generation equipment | Y
1430 | RADIO_SERIAL_NUM | co-generation equipment | Y
1431 | DEVICE_ID | unspecified | Y
1432 | PREPARED_BY | unspecified | Y
1433 | CONTROL_SERIAL_NUM | unspecified | Y
1434 | DATE_MODIFIED | unspecified | Y
1435 | EFFECTIVE_DT | unspecified | Y
1436 | PEER_REVIEW_DT | unspecified | Y
1437 | PEER_REVIEW_BY | unspecified | Y
1438 | NOTES | unspecified | Y
1439 | OK_TO_BYPASS | unspecified | Y
1440 | CONTROL_UNIT_TYPE | unspecified | Y
1441 | SWITCH_TYPE | unspecified | Y | Y
1442 | SECTIONALIZING_FEATURE | unspecified | Y
1443 | ATS_CAPABLE | unspecified | Y | Y
1444 | ATS_FEATURE | unspecified | Y
1445 | ATS_preferred_feed | unspecified | Y
1446 | ATS_alternate_feed | unspecified | Y
1447 | Select_preferred | unspecified | Y
1448 | Unbalance_detect | unspecified | Y
1449 | Select_return | unspecified | Y
1450 | Select_Transition | unspecified | Y
1451 | Dwell_Timer | unspecified | Y
1452 | Normalize_Left | unspecified | Y
1453 | Normalize_Right | unspecified | Y
1454 | Set_Base_Left | unspecified | Y
1455 | Set_Base_Right | unspecified | Y
1456 | Access_Code | unspecified | Y
1457 | Comm_O_bit_rate | unspecified | Y
1458 | Lockout_Level | unspecified | Y
1459 | Loss_of_Source | unspecified | Y
1460 | Return_to_Source_Volt | unspecified | Y
1461 | Overvolt_detect | unspecified | Y
1462 | Unbalance_detect_VOLT | unspecified | Y
1463 | Loss_of_Left_source | unspecified | Y
1464 | Loss_of_Right_source | unspecified | Y
1465 | Return_to_Source_TIME | unspecified | Y
1466 | Lockout_reset | unspecified | Y
1467 | OC_lockout_pickup | unspecified | Y
1468 | Transition_Dwell | unspecified | Y
1469 | Window_Begin | unspecified | Y
1470 | Window_length | unspecified | Y
1471 | FIRMWARE_VERSION | unspecified | Y
1472 | SOFTWARE_VERSION | unspecified | Y
1473 | ENGINEERING_DOCUMENT | unspecified | Y
1474 | SCADA | unspecified | Y | Y
1475 | SCADA_TYPE | unspecified | Y
1476 | MASTER_STATION | unspecified | Y
1477 | BAUD_RATE | unspecified | Y
1478 | TRANSMIT_ENABLE_DELAY | unspecified | Y
1479 | TRANSMIT_DISABLE_DELAY | unspecified | Y
1480 | RTU_ADDRESS | unspecified | Y
1481 | REPEATER | unspecified | Y
1482 | SPECIAL_CONDITIONS | unspecified | Y
1483 | RADIO_MANF_CD | unspecified | Y
1484 | RADIO_MODEL_NUM | unspecified | Y
1485 | RADIO_SERIAL_NUM | unspecified | Y
1486 | DEVICE_ID | ESNA J-box | Y
1487 | PREPARED_BY | ESNA J-box | Y
1488 | CONTROL_SERIAL_NUM | ESNA J-box | Y
1489 | DATE_MODIFIED | ESNA J-box | Y
1490 | EFFECTIVE_DT | ESNA J-box | Y
1491 | PEER_REVIEW_DT | ESNA J-box | Y
1492 | PEER_REVIEW_BY | ESNA J-box | Y
1493 | NOTES | ESNA J-box | Y
1494 | OK_TO_BYPASS | ESNA J-box | Y
1495 | CONTROL_UNIT_TYPE | ESNA J-box | Y
1496 | SWITCH_TYPE | ESNA J-box | Y | Y
1497 | SECTIONALIZING_FEATURE | ESNA J-box | Y
1498 | ATS_CAPABLE | ESNA J-box | Y | Y
1499 | ATS_FEATURE | ESNA J-box | Y
1500 | ATS_preferred_feed | ESNA J-box | Y
1501 | ATS_alternate_feed | ESNA J-box | Y
1502 | Select_preferred | ESNA J-box | Y
1503 | Unbalance_detect | ESNA J-box | Y
1504 | Select_return | ESNA J-box | Y
1505 | Select_Transition | ESNA J-box | Y
1506 | Dwell_Timer | ESNA J-box | Y
1507 | Normalize_Left | ESNA J-box | Y
1508 | Normalize_Right | ESNA J-box | Y
1509 | Set_Base_Left | ESNA J-box | Y
1510 | Set_Base_Right | ESNA J-box | Y
1511 | Access_Code | ESNA J-box | Y
1512 | Comm_O_bit_rate | ESNA J-box | Y
1513 | Lockout_Level | ESNA J-box | Y
1514 | Loss_of_Source | ESNA J-box | Y
1515 | Return_to_Source_Volt | ESNA J-box | Y
1516 | Overvolt_detect | ESNA J-box | Y
1517 | Unbalance_detect_VOLT | ESNA J-box | Y
1518 | Loss_of_Left_source | ESNA J-box | Y
1519 | Loss_of_Right_source | ESNA J-box | Y
1520 | Return_to_Source_TIME | ESNA J-box | Y
1521 | Lockout_reset | ESNA J-box | Y
1522 | OC_lockout_pickup | ESNA J-box | Y
1523 | Transition_Dwell | ESNA J-box | Y
1524 | Window_Begin | ESNA J-box | Y
1525 | Window_length | ESNA J-box | Y
1526 | FIRMWARE_VERSION | ESNA J-box | Y
1527 | SOFTWARE_VERSION | ESNA J-box | Y
1528 | ENGINEERING_DOCUMENT | ESNA J-box | Y
1529 | SCADA | ESNA J-box | Y | Y
1530 | SCADA_TYPE | ESNA J-box | Y
1531 | MASTER_STATION | ESNA J-box | Y
1532 | BAUD_RATE | ESNA J-box | Y
1533 | TRANSMIT_ENABLE_DELAY | ESNA J-box | Y
1534 | TRANSMIT_DISABLE_DELAY | ESNA J-box | Y
1535 | RTU_ADDRESS | ESNA J-box | Y
1536 | REPEATER | ESNA J-box | Y
1537 | SPECIAL_CONDITIONS | ESNA J-box | Y
1538 | RADIO_MANF_CD | ESNA J-box | Y
1539 | RADIO_MODEL_NUM | ESNA J-box | Y
1540 | RADIO_SERIAL_NUM | ESNA J-box | Y
1541 | DEVICE_ID | underarm sidebreak (US) | Y
1542 | PREPARED_BY | underarm sidebreak (US) | Y
1543 | CONTROL_SERIAL_NUM | underarm sidebreak (US) | Y
1544 | DATE_MODIFIED | underarm sidebreak (US) | Y
1545 | EFFECTIVE_DT | underarm sidebreak (US) | Y
1546 | PEER_REVIEW_DT | underarm sidebreak (US) | Y
1547 | PEER_REVIEW_BY | underarm sidebreak (US) | Y
1548 | NOTES | underarm sidebreak (US) | Y
1549 | OK_TO_BYPASS | underarm sidebreak (US) | Y
1550 | CONTROL_UNIT_TYPE | underarm sidebreak (US) | Y
1551 | SWITCH_TYPE | underarm sidebreak (US) | Y | Y
1552 | SECTIONALIZING_FEATURE | underarm sidebreak (US) | Y
1553 | ATS_CAPABLE | underarm sidebreak (US) | Y | Y
1554 | ATS_FEATURE | underarm sidebreak (US) | Y
1555 | ATS_preferred_feed | underarm sidebreak (US) | Y
1556 | ATS_alternate_feed | underarm sidebreak (US) | Y
1557 | Select_preferred | underarm sidebreak (US) | Y
1558 | Unbalance_detect | underarm sidebreak (US) | Y
1559 | Select_return | underarm sidebreak (US) | Y
1560 | Select_Transition | underarm sidebreak (US) | Y
1561 | Dwell_Timer | underarm sidebreak (US) | Y
1562 | Normalize_Left | underarm sidebreak (US) | Y
1563 | Normalize_Right | underarm sidebreak (US) | Y
1564 | Set_Base_Left | underarm sidebreak (US) | Y
1565 | Set_Base_Right | underarm sidebreak (US) | Y
1566 | Access_Code | underarm sidebreak (US) | Y
1567 | Comm_O_bit_rate | underarm sidebreak (US) | Y
1568 | Lockout_Level | underarm sidebreak (US) | Y
1569 | Loss_of_Source | underarm sidebreak (US) | Y
1570 | Return_to_Source_Volt | underarm sidebreak (US) | Y
1571 | Overvolt_detect | underarm sidebreak (US) | Y
1572 | Unbalance_detect_VOLT | underarm sidebreak (US) | Y
1573 | Loss_of_Left_source | underarm sidebreak (US) | Y
1574 | Loss_of_Right_source | underarm sidebreak (US) | Y
1575 | Return_to_Source_TIME | underarm sidebreak (US) | Y
1576 | Lockout_reset | underarm sidebreak (US) | Y
1577 | OC_lockout_pickup | underarm sidebreak (US) | Y
1578 | Transition_Dwell | underarm sidebreak (US) | Y
1579 | Window_Begin | underarm sidebreak (US) | Y
1580 | Window_length | underarm sidebreak (US) | Y
1581 | FIRMWARE_VERSION | underarm sidebreak (US) | Y
1582 | SOFTWARE_VERSION | underarm sidebreak (US) | Y
1583 | ENGINEERING_DOCUMENT | underarm sidebreak (US) | Y
1584 | SCADA | underarm sidebreak (US) | Y | Y
1585 | SCADA_TYPE | underarm sidebreak (US) | Y
1586 | MASTER_STATION | underarm sidebreak (US) | Y
1587 | BAUD_RATE | underarm sidebreak (US) | Y
1588 | TRANSMIT_ENABLE_DELAY | underarm sidebreak (US) | Y
1589 | TRANSMIT_DISABLE_DELAY | underarm sidebreak (US) | Y
1590 | RTU_ADDRESS | underarm sidebreak (US) | Y
1591 | REPEATER | underarm sidebreak (US) | Y
1592 | SPECIAL_CONDITIONS | underarm sidebreak (US) | Y
1593 | RADIO_MANF_CD | underarm sidebreak (US) | Y
1594 | RADIO_MODEL_NUM | underarm sidebreak (US) | Y
1595 | RADIO_SERIAL_NUM | underarm sidebreak (US) | Y
1596 | DEVICE_ID | other switch | Y
1597 | PREPARED_BY | other switch | Y
1598 | CONTROL_SERIAL_NUM | other switch | Y
1599 | DATE_MODIFIED | other switch | Y
1600 | EFFECTIVE_DT | other switch | Y
1601 | PEER_REVIEW_DT | other switch | Y
1602 | PEER_REVIEW_BY | other switch | Y
1603 | NOTES | other switch | Y
1604 | OK_TO_BYPASS | other switch | Y
1605 | CONTROL_UNIT_TYPE | other switch | Y
1606 | SWITCH_TYPE | other switch | Y | Y
1607 | SECTIONALIZING_FEATURE | other switch | Y
1608 | ATS_CAPABLE | other switch | Y | Y
1609 | ATS_FEATURE | other switch | Y
1610 | ATS_preferred_feed | other switch | Y
1611 | ATS_alternate_feed | other switch | Y
1612 | Select_preferred | other switch | Y
1613 | Unbalance_detect | other switch | Y
1614 | Select_return | other switch | Y
1615 | Select_Transition | other switch | Y
1616 | Dwell_Timer | other switch | Y
1617 | Normalize_Left | other switch | Y
1618 | Normalize_Right | other switch | Y
1619 | Set_Base_Left | other switch | Y
1620 | Set_Base_Right | other switch | Y
1621 | Access_Code | other switch | Y
1622 | Comm_O_bit_rate | other switch | Y
1623 | Lockout_Level | other switch | Y
1624 | Loss_of_Source | other switch | Y
1625 | Return_to_Source_Volt | other switch | Y
1626 | Overvolt_detect | other switch | Y
1627 | Unbalance_detect_VOLT | other switch | Y
1628 | Loss_of_Left_source | other switch | Y
1629 | Loss_of_Right_source | other switch | Y
1630 | Return_to_Source_TIME | other switch | Y
1631 | Lockout_reset | other switch | Y
1632 | OC_lockout_pickup | other switch | Y
1633 | Transition_Dwell | other switch | Y
1634 | Window_Begin | other switch | Y
1635 | Window_length | other switch | Y
1636 | FIRMWARE_VERSION | other switch | Y
1637 | SOFTWARE_VERSION | other switch | Y
1638 | ENGINEERING_DOCUMENT | other switch | Y
1639 | SCADA | other switch | Y | Y
1640 | SCADA_TYPE | other switch | Y
1641 | MASTER_STATION | other switch | Y
1642 | BAUD_RATE | other switch | Y
1643 | TRANSMIT_ENABLE_DELAY | other switch | Y
1644 | TRANSMIT_DISABLE_DELAY | other switch | Y
1645 | RTU_ADDRESS | other switch | Y
1646 | REPEATER | other switch | Y
1647 | SPECIAL_CONDITIONS | other switch | Y
1648 | RADIO_MANF_CD | other switch | Y
1649 | RADIO_MODEL_NUM | other switch | Y
1650 | RADIO_SERIAL_NUM | other switch | Y
1651 | DEVICE_ID | vacuum in oil | Y
1652 | PREPARED_BY | vacuum in oil | Y
1653 | CONTROL_SERIAL_NUM | vacuum in oil | Y
1654 | DATE_MODIFIED | vacuum in oil | Y
1655 | EFFECTIVE_DT | vacuum in oil | Y
1656 | PEER_REVIEW_DT | vacuum in oil | Y
1657 | PEER_REVIEW_BY | vacuum in oil | Y
1658 | NOTES | vacuum in oil | Y
1659 | OK_TO_BYPASS | vacuum in oil | Y
1660 | CONTROL_UNIT_TYPE | vacuum in oil | Y
1661 | SWITCH_TYPE | vacuum in oil | Y | Y
1662 | SECTIONALIZING_FEATURE | vacuum in oil | Y
1663 | ATS_CAPABLE | vacuum in oil | Y | Y
1664 | ATS_FEATURE | vacuum in oil | Y
1665 | ATS_preferred_feed | vacuum in oil | Y
1666 | ATS_alternate_feed | vacuum in oil | Y
1667 | Select_preferred | vacuum in oil | Y
1668 | Unbalance_detect | vacuum in oil | Y
1669 | Select_return | vacuum in oil | Y
1670 | Select_Transition | vacuum in oil | Y
1671 | Dwell_Timer | vacuum in oil | Y
1672 | Normalize_Left | vacuum in oil | Y
1673 | Normalize_Right | vacuum in oil | Y
1674 | Set_Base_Left | vacuum in oil | Y
1675 | Set_Base_Right | vacuum in oil | Y
1676 | Access_Code | vacuum in oil | Y
1677 | Comm_O_bit_rate | vacuum in oil | Y
1678 | Lockout_Level | vacuum in oil | Y
1679 | Loss_of_Source | vacuum in oil | Y
1680 | Return_to_Source_Volt | vacuum in oil | Y
1681 | Overvolt_detect | vacuum in oil | Y
1682 | Unbalance_detect_VOLT | vacuum in oil | Y
1683 | Loss_of_Left_source | vacuum in oil | Y
1684 | Loss_of_Right_source | vacuum in oil | Y
1685 | Return_to_Source_TIME | vacuum in oil | Y
1686 | Lockout_reset | vacuum in oil | Y
1687 | OC_lockout_pickup | vacuum in oil | Y
1688 | Transition_Dwell | vacuum in oil | Y
1689 | Window_Begin | vacuum in oil | Y
1690 | Window_length | vacuum in oil | Y
1691 | FIRMWARE_VERSION | vacuum in oil | Y
1692 | SOFTWARE_VERSION | vacuum in oil | Y
1693 | ENGINEERING_DOCUMENT | vacuum in oil | Y
1694 | SCADA | vacuum in oil | Y | Y
1695 | SCADA_TYPE | vacuum in oil | Y
1696 | MASTER_STATION | vacuum in oil | Y
1697 | BAUD_RATE | vacuum in oil | Y
1698 | TRANSMIT_ENABLE_DELAY | vacuum in oil | Y
1699 | TRANSMIT_DISABLE_DELAY | vacuum in oil | Y
1700 | RTU_ADDRESS | vacuum in oil | Y
1701 | REPEATER | vacuum in oil | Y
1702 | SPECIAL_CONDITIONS | vacuum in oil | Y
1703 | RADIO_MANF_CD | vacuum in oil | Y
1704 | RADIO_MODEL_NUM | vacuum in oil | Y
1705 | RADIO_SERIAL_NUM | vacuum in oil | Y
1706 | DEVICE_ID | Tilting (Grasshopper) | Y
1707 | PREPARED_BY | Tilting (Grasshopper) | Y
1708 | CONTROL_SERIAL_NUM | Tilting (Grasshopper) | Y
1709 | DATE_MODIFIED | Tilting (Grasshopper) | Y
1710 | EFFECTIVE_DT | Tilting (Grasshopper) | Y
1711 | PEER_REVIEW_DT | Tilting (Grasshopper) | Y
1712 | PEER_REVIEW_BY | Tilting (Grasshopper) | Y
1713 | NOTES | Tilting (Grasshopper) | Y
1714 | OK_TO_BYPASS | Tilting (Grasshopper) | Y
1715 | CONTROL_UNIT_TYPE | Tilting (Grasshopper) | Y
1716 | SWITCH_TYPE | Tilting (Grasshopper) | Y | Y
1717 | SECTIONALIZING_FEATURE | Tilting (Grasshopper) | Y
1718 | ATS_CAPABLE | Tilting (Grasshopper) | Y | Y
1719 | ATS_FEATURE | Tilting (Grasshopper) | Y
1720 | ATS_preferred_feed | Tilting (Grasshopper) | Y
1721 | ATS_alternate_feed | Tilting (Grasshopper) | Y
1722 | Select_preferred | Tilting (Grasshopper) | Y
1723 | Unbalance_detect | Tilting (Grasshopper) | Y
1724 | Select_return | Tilting (Grasshopper) | Y
1725 | Select_Transition | Tilting (Grasshopper) | Y
1726 | Dwell_Timer | Tilting (Grasshopper) | Y
1727 | Normalize_Left | Tilting (Grasshopper) | Y
1728 | Normalize_Right | Tilting (Grasshopper) | Y
1729 | Set_Base_Left | Tilting (Grasshopper) | Y
1730 | Set_Base_Right | Tilting (Grasshopper) | Y
1731 | Access_Code | Tilting (Grasshopper) | Y
1732 | Comm_O_bit_rate | Tilting (Grasshopper) | Y
1733 | Lockout_Level | Tilting (Grasshopper) | Y
1734 | Loss_of_Source | Tilting (Grasshopper) | Y
1735 | Return_to_Source_Volt | Tilting (Grasshopper) | Y
1736 | Overvolt_detect | Tilting (Grasshopper) | Y
1737 | Unbalance_detect_VOLT | Tilting (Grasshopper) | Y
1738 | Loss_of_Left_source | Tilting (Grasshopper) | Y
1739 | Loss_of_Right_source | Tilting (Grasshopper) | Y
1740 | Return_to_Source_TIME | Tilting (Grasshopper) | Y
1741 | Lockout_reset | Tilting (Grasshopper) | Y
1742 | OC_lockout_pickup | Tilting (Grasshopper) | Y
1743 | Transition_Dwell | Tilting (Grasshopper) | Y
1744 | Window_Begin | Tilting (Grasshopper) | Y
1745 | Window_length | Tilting (Grasshopper) | Y
1746 | FIRMWARE_VERSION | Tilting (Grasshopper) | Y
1747 | SOFTWARE_VERSION | Tilting (Grasshopper) | Y
1748 | ENGINEERING_DOCUMENT | Tilting (Grasshopper) | Y
1749 | SCADA | Tilting (Grasshopper) | Y | Y
1750 | SCADA_TYPE | Tilting (Grasshopper) | Y
1751 | MASTER_STATION | Tilting (Grasshopper) | Y
1752 | BAUD_RATE | Tilting (Grasshopper) | Y
1753 | TRANSMIT_ENABLE_DELAY | Tilting (Grasshopper) | Y
1754 | TRANSMIT_DISABLE_DELAY | Tilting (Grasshopper) | Y
1755 | RTU_ADDRESS | Tilting (Grasshopper) | Y
1756 | REPEATER | Tilting (Grasshopper) | Y
1757 | SPECIAL_CONDITIONS | Tilting (Grasshopper) | Y
1758 | RADIO_MANF_CD | Tilting (Grasshopper) | Y
1759 | RADIO_MODEL_NUM | Tilting (Grasshopper) | Y
1760 | RADIO_SERIAL_NUM | Tilting (Grasshopper) | Y
1761 | DEVICE_ID | soild dielectric | Y
1762 | PREPARED_BY | soild dielectric | Y
1763 | CONTROL_SERIAL_NUM | soild dielectric | Y
1764 | DATE_MODIFIED | soild dielectric | Y
1765 | EFFECTIVE_DT | soild dielectric | Y
1766 | PEER_REVIEW_DT | soild dielectric | Y
1767 | PEER_REVIEW_BY | soild dielectric | Y
1768 | NOTES | soild dielectric | Y
1769 | OK_TO_BYPASS | soild dielectric | Y
1770 | CONTROL_UNIT_TYPE | soild dielectric | Y
1771 | SWITCH_TYPE | soild dielectric | Y | Y
1772 | SECTIONALIZING_FEATURE | soild dielectric | Y
1773 | ATS_CAPABLE | soild dielectric | Y | Y
1774 | ATS_FEATURE | soild dielectric | Y
1775 | ATS_preferred_feed | soild dielectric | Y
1776 | ATS_alternate_feed | soild dielectric | Y
1777 | Select_preferred | soild dielectric | Y
1778 | Unbalance_detect | soild dielectric | Y
1779 | Select_return | soild dielectric | Y
1780 | Select_Transition | soild dielectric | Y
1781 | Dwell_Timer | soild dielectric | Y
1782 | Normalize_Left | soild dielectric | Y
1783 | Normalize_Right | soild dielectric | Y
1784 | Set_Base_Left | soild dielectric | Y
1785 | Set_Base_Right | soild dielectric | Y
1786 | Access_Code | soild dielectric | Y
1787 | Comm_O_bit_rate | soild dielectric | Y
1788 | Lockout_Level | soild dielectric | Y
1789 | Loss_of_Source | soild dielectric | Y
1790 | Return_to_Source_Volt | soild dielectric | Y
1791 | Overvolt_detect | soild dielectric | Y
1792 | Unbalance_detect_VOLT | soild dielectric | Y
1793 | Loss_of_Left_source | soild dielectric | Y
1794 | Loss_of_Right_source | soild dielectric | Y
1795 | Return_to_Source_TIME | soild dielectric | Y
1796 | Lockout_reset | soild dielectric | Y
1797 | OC_lockout_pickup | soild dielectric | Y
1798 | Transition_Dwell | soild dielectric | Y
1799 | Window_Begin | soild dielectric | Y
1800 | Window_length | soild dielectric | Y
1801 | FIRMWARE_VERSION | soild dielectric | Y
1802 | SOFTWARE_VERSION | soild dielectric | Y
1803 | ENGINEERING_DOCUMENT | soild dielectric | Y
1804 | SCADA | soild dielectric | Y | Y
1805 | SCADA_TYPE | soild dielectric | Y
1806 | MASTER_STATION | soild dielectric | Y
1807 | BAUD_RATE | soild dielectric | Y
1808 | TRANSMIT_ENABLE_DELAY | soild dielectric | Y
1809 | TRANSMIT_DISABLE_DELAY | soild dielectric | Y
1810 | RTU_ADDRESS | soild dielectric | Y
1811 | REPEATER | soild dielectric | Y
1812 | SPECIAL_CONDITIONS | soild dielectric | Y
1813 | RADIO_MANF_CD | soild dielectric | Y
1814 | RADIO_MODEL_NUM | soild dielectric | Y
1815 | RADIO_SERIAL_NUM | soild dielectric | Y
1816 | DEVICE_ID | TGRAM switch | Y
1817 | PREPARED_BY | TGRAM switch | Y
1818 | CONTROL_SERIAL_NUM | TGRAM switch | Y
1819 | DATE_MODIFIED | TGRAM switch | Y
1820 | EFFECTIVE_DT | TGRAM switch | Y
1821 | PEER_REVIEW_DT | TGRAM switch | Y
1822 | PEER_REVIEW_BY | TGRAM switch | Y
1823 | NOTES | TGRAM switch | Y
1824 | OK_TO_BYPASS | TGRAM switch | Y
1825 | CONTROL_UNIT_TYPE | TGRAM switch | Y
1826 | SWITCH_TYPE | TGRAM switch | Y | Y
1827 | SECTIONALIZING_FEATURE | TGRAM switch | Y
1828 | ATS_CAPABLE | TGRAM switch | Y | Y
1829 | ATS_FEATURE | TGRAM switch | Y
1830 | ATS_preferred_feed | TGRAM switch | Y
1831 | ATS_alternate_feed | TGRAM switch | Y
1832 | Select_preferred | TGRAM switch | Y
1833 | Unbalance_detect | TGRAM switch | Y
1834 | Select_return | TGRAM switch | Y
1835 | Select_Transition | TGRAM switch | Y
1836 | Dwell_Timer | TGRAM switch | Y
1837 | Normalize_Left | TGRAM switch | Y
1838 | Normalize_Right | TGRAM switch | Y
1839 | Set_Base_Left | TGRAM switch | Y
1840 | Set_Base_Right | TGRAM switch | Y
1841 | Access_Code | TGRAM switch | Y
1842 | Comm_O_bit_rate | TGRAM switch | Y
1843 | Lockout_Level | TGRAM switch | Y
1844 | Loss_of_Source | TGRAM switch | Y
1845 | Return_to_Source_Volt | TGRAM switch | Y
1846 | Overvolt_detect | TGRAM switch | Y
1847 | Unbalance_detect_VOLT | TGRAM switch | Y
1848 | Loss_of_Left_source | TGRAM switch | Y
1849 | Loss_of_Right_source | TGRAM switch | Y
1850 | Return_to_Source_TIME | TGRAM switch | Y
1851 | Lockout_reset | TGRAM switch | Y
1852 | OC_lockout_pickup | TGRAM switch | Y
1853 | Transition_Dwell | TGRAM switch | Y
1854 | Window_Begin | TGRAM switch | Y
1855 | Window_length | TGRAM switch | Y
1856 | FIRMWARE_VERSION | TGRAM switch | Y
1857 | SOFTWARE_VERSION | TGRAM switch | Y
1858 | ENGINEERING_DOCUMENT | TGRAM switch | Y
1859 | SCADA | TGRAM switch | Y | Y
1860 | SCADA_TYPE | TGRAM switch | Y
1861 | MASTER_STATION | TGRAM switch | Y
1862 | BAUD_RATE | TGRAM switch | Y
1863 | TRANSMIT_ENABLE_DELAY | TGRAM switch | Y
1864 | TRANSMIT_DISABLE_DELAY | TGRAM switch | Y
1865 | RTU_ADDRESS | TGRAM switch | Y
1866 | REPEATER | TGRAM switch | Y
1867 | SPECIAL_CONDITIONS | TGRAM switch | Y
1868 | RADIO_MANF_CD | TGRAM switch | Y
1869 | RADIO_MODEL_NUM | TGRAM switch | Y
1870 | RADIO_SERIAL_NUM | TGRAM switch | Y
1871 | DEVICE_ID | TGRAL switch | Y
1872 | PREPARED_BY | TGRAL switch | Y
1873 | CONTROL_SERIAL_NUM | TGRAL switch | Y
1874 | DATE_MODIFIED | TGRAL switch | Y
1875 | EFFECTIVE_DT | TGRAL switch | Y
1876 | PEER_REVIEW_DT | TGRAL switch | Y
1877 | PEER_REVIEW_BY | TGRAL switch | Y
1878 | NOTES | TGRAL switch | Y
1879 | OK_TO_BYPASS | TGRAL switch | Y
1880 | CONTROL_UNIT_TYPE | TGRAL switch | Y
1881 | SWITCH_TYPE | TGRAL switch | Y | Y
1882 | SECTIONALIZING_FEATURE | TGRAL switch | Y
1883 | ATS_CAPABLE | TGRAL switch | Y | Y
1884 | ATS_FEATURE | TGRAL switch | Y
1885 | ATS_preferred_feed | TGRAL switch | Y
1886 | ATS_alternate_feed | TGRAL switch | Y
1887 | Select_preferred | TGRAL switch | Y
1888 | Unbalance_detect | TGRAL switch | Y
1889 | Select_return | TGRAL switch | Y
1890 | Select_Transition | TGRAL switch | Y
1891 | Dwell_Timer | TGRAL switch | Y
1892 | Normalize_Left | TGRAL switch | Y
1893 | Normalize_Right | TGRAL switch | Y
1894 | Set_Base_Left | TGRAL switch | Y
1895 | Set_Base_Right | TGRAL switch | Y
1896 | Access_Code | TGRAL switch | Y
1897 | Comm_O_bit_rate | TGRAL switch | Y
1898 | Lockout_Level | TGRAL switch | Y
1899 | Loss_of_Source | TGRAL switch | Y
1900 | Return_to_Source_Volt | TGRAL switch | Y
1901 | Overvolt_detect | TGRAL switch | Y
1902 | Unbalance_detect_VOLT | TGRAL switch | Y
1903 | Loss_of_Left_source | TGRAL switch | Y
1904 | Loss_of_Right_source | TGRAL switch | Y
1905 | Return_to_Source_TIME | TGRAL switch | Y
1906 | Lockout_reset | TGRAL switch | Y
1907 | OC_lockout_pickup | TGRAL switch | Y
1908 | Transition_Dwell | TGRAL switch | Y
1909 | Window_Begin | TGRAL switch | Y
1910 | Window_length | TGRAL switch | Y
1911 | FIRMWARE_VERSION | TGRAL switch | Y
1912 | SOFTWARE_VERSION | TGRAL switch | Y
1913 | ENGINEERING_DOCUMENT | TGRAL switch | Y
1914 | SCADA | TGRAL switch | Y | Y
1915 | SCADA_TYPE | TGRAL switch | Y
1916 | MASTER_STATION | TGRAL switch | Y
1917 | BAUD_RATE | TGRAL switch | Y
1918 | TRANSMIT_ENABLE_DELAY | TGRAL switch | Y
1919 | TRANSMIT_DISABLE_DELAY | TGRAL switch | Y
1920 | RTU_ADDRESS | TGRAL switch | Y
1921 | REPEATER | TGRAL switch | Y
1922 | SPECIAL_CONDITIONS | TGRAL switch | Y
1923 | RADIO_MANF_CD | TGRAL switch | Y
1924 | RADIO_MODEL_NUM | TGRAL switch | Y
1925 | RADIO_SERIAL_NUM | TGRAL switch | Y

## ATS = N
ID | FIELD_NAME | SWITCH_TYPE | ATS | REQUIRED
1926 | DEVICE_ID | oil switch | N
1927 | PREPARED_BY | oil switch | N
1928 | CONTROL_SERIAL_NUM | oil switch | N
1929 | DATE_MODIFIED | oil switch | N
1930 | EFFECTIVE_DT | oil switch | N
1931 | PEER_REVIEW_DT | oil switch | N
1932 | PEER_REVIEW_BY | oil switch | N
1933 | NOTES | oil switch | N
1934 | OK_TO_BYPASS | oil switch | N
1935 | CONTROL_UNIT_TYPE | oil switch | N
1936 | SWITCH_TYPE | oil switch | N | Y
1937 | SECTIONALIZING_FEATURE | oil switch | N
1938 | ATS_CAPABLE | oil switch | N | Y
1939 | ATS_FEATURE | oil switch | N
1940 | FIRMWARE_VERSION | oil switch | N
1941 | SOFTWARE_VERSION | oil switch | N
1942 | ENGINEERING_DOCUMENT | oil switch | N
1943 | SCADA | oil switch | N | Y
1944 | SCADA_TYPE | oil switch | N
1945 | MASTER_STATION | oil switch | N
1946 | BAUD_RATE | oil switch | N
1947 | TRANSMIT_ENABLE_DELAY | oil switch | N
1948 | TRANSMIT_DISABLE_DELAY | oil switch | N
1949 | RTU_ADDRESS | oil switch | N
1950 | REPEATER | oil switch | N
1951 | SPECIAL_CONDITIONS | oil switch | N
1952 | RADIO_MANF_CD | oil switch | N
1953 | RADIO_MODEL_NUM | oil switch | N
1954 | RADIO_SERIAL_NUM | oil switch | N
1955 | DEVICE_ID | disconnect | N
1956 | PREPARED_BY | disconnect | N
1957 | CONTROL_SERIAL_NUM | disconnect | N
1958 | DATE_MODIFIED | disconnect | N
1959 | EFFECTIVE_DT | disconnect | N
1960 | PEER_REVIEW_DT | disconnect | N
1961 | PEER_REVIEW_BY | disconnect | N
1962 | NOTES | disconnect | N
1963 | OK_TO_BYPASS | disconnect | N
1964 | CONTROL_UNIT_TYPE | disconnect | N
1965 | SWITCH_TYPE | disconnect | N | Y
1966 | SECTIONALIZING_FEATURE | disconnect | N
1967 | ATS_CAPABLE | disconnect | N | Y
1968 | ATS_FEATURE | disconnect | N
1969 | FIRMWARE_VERSION | disconnect | N
1970 | SOFTWARE_VERSION | disconnect | N
1971 | ENGINEERING_DOCUMENT | disconnect | N
1972 | SCADA | disconnect | N | Y
1973 | SCADA_TYPE | disconnect | N
1974 | MASTER_STATION | disconnect | N
1975 | BAUD_RATE | disconnect | N
1976 | TRANSMIT_ENABLE_DELAY | disconnect | N
1977 | TRANSMIT_DISABLE_DELAY | disconnect | N
1978 | RTU_ADDRESS | disconnect | N
1979 | REPEATER | disconnect | N
1980 | SPECIAL_CONDITIONS | disconnect | N
1981 | RADIO_MANF_CD | disconnect | N
1982 | RADIO_MODEL_NUM | disconnect | N
1983 | RADIO_SERIAL_NUM | disconnect | N
1984 | DEVICE_ID | PDAC Switch | N
1985 | PREPARED_BY | PDAC Switch | N
1986 | CONTROL_SERIAL_NUM | PDAC Switch | N
1987 | DATE_MODIFIED | PDAC Switch | N
1988 | EFFECTIVE_DT | PDAC Switch | N
1989 | PEER_REVIEW_DT | PDAC Switch | N
1990 | PEER_REVIEW_BY | PDAC Switch | N
1991 | NOTES | PDAC Switch | N
1992 | OK_TO_BYPASS | PDAC Switch | N
1993 | CONTROL_UNIT_TYPE | PDAC Switch | N
1994 | SWITCH_TYPE | PDAC Switch | N | Y
1995 | SECTIONALIZING_FEATURE | PDAC Switch | N
1996 | ATS_CAPABLE | PDAC Switch | N | Y
1997 | ATS_FEATURE | PDAC Switch | N
1998 | FIRMWARE_VERSION | PDAC Switch | N
1999 | SOFTWARE_VERSION | PDAC Switch | N
2000 | ENGINEERING_DOCUMENT | PDAC Switch | N
2001 | SCADA | PDAC Switch | N | Y
2002 | SCADA_TYPE | PDAC Switch | N
2003 | MASTER_STATION | PDAC Switch | N
2004 | BAUD_RATE | PDAC Switch | N
2005 | TRANSMIT_ENABLE_DELAY | PDAC Switch | N
2006 | TRANSMIT_DISABLE_DELAY | PDAC Switch | N
2007 | RTU_ADDRESS | PDAC Switch | N
2008 | REPEATER | PDAC Switch | N
2009 | SPECIAL_CONDITIONS | PDAC Switch | N
2010 | RADIO_MANF_CD | PDAC Switch | N
2011 | RADIO_MODEL_NUM | PDAC Switch | N
2012 | RADIO_SERIAL_NUM | PDAC Switch | N
2013 | DEVICE_ID | vacuum switch | N
2014 | PREPARED_BY | vacuum switch | N
2015 | CONTROL_SERIAL_NUM | vacuum switch | N
2016 | DATE_MODIFIED | vacuum switch | N
2017 | EFFECTIVE_DT | vacuum switch | N
2018 | PEER_REVIEW_DT | vacuum switch | N
2019 | PEER_REVIEW_BY | vacuum switch | N
2020 | NOTES | vacuum switch | N
2021 | OK_TO_BYPASS | vacuum switch | N
2022 | CONTROL_UNIT_TYPE | vacuum switch | N
2023 | SWITCH_TYPE | vacuum switch | N | Y
2024 | SECTIONALIZING_FEATURE | vacuum switch | N
2025 | ATS_CAPABLE | vacuum switch | N | Y
2026 | ATS_FEATURE | vacuum switch | N
2027 | FIRMWARE_VERSION | vacuum switch | N
2028 | SOFTWARE_VERSION | vacuum switch | N
2029 | ENGINEERING_DOCUMENT | vacuum switch | N
2030 | SCADA | vacuum switch | N | Y
2031 | SCADA_TYPE | vacuum switch | N
2032 | MASTER_STATION | vacuum switch | N
2033 | BAUD_RATE | vacuum switch | N
2034 | TRANSMIT_ENABLE_DELAY | vacuum switch | N
2035 | TRANSMIT_DISABLE_DELAY | vacuum switch | N
2036 | RTU_ADDRESS | vacuum switch | N
2037 | REPEATER | vacuum switch | N
2038 | SPECIAL_CONDITIONS | vacuum switch | N
2039 | RADIO_MANF_CD | vacuum switch | N
2040 | RADIO_MODEL_NUM | vacuum switch | N
2041 | RADIO_SERIAL_NUM | vacuum switch | N
2042 | DEVICE_ID | subway oil switch | N
2043 | PREPARED_BY | subway oil switch | N
2044 | CONTROL_SERIAL_NUM | subway oil switch | N
2045 | DATE_MODIFIED | subway oil switch | N
2046 | EFFECTIVE_DT | subway oil switch | N
2047 | PEER_REVIEW_DT | subway oil switch | N
2048 | PEER_REVIEW_BY | subway oil switch | N
2049 | NOTES | subway oil switch | N
2050 | OK_TO_BYPASS | subway oil switch | N
2051 | CONTROL_UNIT_TYPE | subway oil switch | N
2052 | SWITCH_TYPE | subway oil switch | N | Y
2053 | SECTIONALIZING_FEATURE | subway oil switch | N
2054 | ATS_CAPABLE | subway oil switch | N | Y
2055 | ATS_FEATURE | subway oil switch | N
2056 | FIRMWARE_VERSION | subway oil switch | N
2057 | SOFTWARE_VERSION | subway oil switch | N
2058 | ENGINEERING_DOCUMENT | subway oil switch | N
2059 | SCADA | subway oil switch | N | Y
2060 | SCADA_TYPE | subway oil switch | N
2061 | MASTER_STATION | subway oil switch | N
2062 | BAUD_RATE | subway oil switch | N
2063 | TRANSMIT_ENABLE_DELAY | subway oil switch | N
2064 | TRANSMIT_DISABLE_DELAY | subway oil switch | N
2065 | RTU_ADDRESS | subway oil switch | N
2066 | REPEATER | subway oil switch | N
2067 | SPECIAL_CONDITIONS | subway oil switch | N
2068 | RADIO_MANF_CD | subway oil switch | N
2069 | RADIO_MODEL_NUM | subway oil switch | N
2070 | RADIO_SERIAL_NUM | subway oil switch | N
2071 | DEVICE_ID | transformer switch | N
2072 | PREPARED_BY | transformer switch | N
2073 | CONTROL_SERIAL_NUM | transformer switch | N
2074 | DATE_MODIFIED | transformer switch | N
2075 | EFFECTIVE_DT | transformer switch | N
2076 | PEER_REVIEW_DT | transformer switch | N
2077 | PEER_REVIEW_BY | transformer switch | N
2078 | NOTES | transformer switch | N
2079 | OK_TO_BYPASS | transformer switch | N
2080 | CONTROL_UNIT_TYPE | transformer switch | N
2081 | SWITCH_TYPE | transformer switch | N | Y
2082 | SECTIONALIZING_FEATURE | transformer switch | N
2083 | ATS_CAPABLE | transformer switch | N | Y
2084 | ATS_FEATURE | transformer switch | N
2085 | FIRMWARE_VERSION | transformer switch | N
2086 | SOFTWARE_VERSION | transformer switch | N
2087 | ENGINEERING_DOCUMENT | transformer switch | N
2088 | SCADA | transformer switch | N | Y
2089 | SCADA_TYPE | transformer switch | N
2090 | MASTER_STATION | transformer switch | N
2091 | BAUD_RATE | transformer switch | N
2092 | TRANSMIT_ENABLE_DELAY | transformer switch | N
2093 | TRANSMIT_DISABLE_DELAY | transformer switch | N
2094 | RTU_ADDRESS | transformer switch | N
2095 | REPEATER | transformer switch | N
2096 | SPECIAL_CONDITIONS | transformer switch | N
2097 | RADIO_MANF_CD | transformer switch | N
2098 | RADIO_MODEL_NUM | transformer switch | N
2099 | RADIO_SERIAL_NUM | transformer switch | N
2100 | DEVICE_ID | 200 amp fused bypass | N
2101 | PREPARED_BY | 200 amp fused bypass | N
2102 | CONTROL_SERIAL_NUM | 200 amp fused bypass | N
2103 | DATE_MODIFIED | 200 amp fused bypass | N
2104 | EFFECTIVE_DT | 200 amp fused bypass | N
2105 | PEER_REVIEW_DT | 200 amp fused bypass | N
2106 | PEER_REVIEW_BY | 200 amp fused bypass | N
2107 | NOTES | 200 amp fused bypass | N
2108 | OK_TO_BYPASS | 200 amp fused bypass | N
2109 | CONTROL_UNIT_TYPE | 200 amp fused bypass | N
2110 | SWITCH_TYPE | 200 amp fused bypass | N | Y
2111 | SECTIONALIZING_FEATURE | 200 amp fused bypass | N
2112 | ATS_CAPABLE | 200 amp fused bypass | N | Y
2113 | ATS_FEATURE | 200 amp fused bypass | N
2114 | FIRMWARE_VERSION | 200 amp fused bypass | N
2115 | SOFTWARE_VERSION | 200 amp fused bypass | N
2116 | ENGINEERING_DOCUMENT | 200 amp fused bypass | N
2117 | SCADA | 200 amp fused bypass | N | Y
2118 | SCADA_TYPE | 200 amp fused bypass | N
2119 | MASTER_STATION | 200 amp fused bypass | N
2120 | BAUD_RATE | 200 amp fused bypass | N
2121 | TRANSMIT_ENABLE_DELAY | 200 amp fused bypass | N
2122 | TRANSMIT_DISABLE_DELAY | 200 amp fused bypass | N
2123 | RTU_ADDRESS | 200 amp fused bypass | N
2124 | REPEATER | 200 amp fused bypass | N
2125 | SPECIAL_CONDITIONS | 200 amp fused bypass | N
2126 | RADIO_MANF_CD | 200 amp fused bypass | N
2127 | RADIO_MODEL_NUM | 200 amp fused bypass | N
2128 | RADIO_SERIAL_NUM | 200 amp fused bypass | N
2129 | DEVICE_ID | PMH3 | N
2130 | PREPARED_BY | PMH3 | N
2131 | CONTROL_SERIAL_NUM | PMH3 | N
2132 | DATE_MODIFIED | PMH3 | N
2133 | EFFECTIVE_DT | PMH3 | N
2134 | PEER_REVIEW_DT | PMH3 | N
2135 | PEER_REVIEW_BY | PMH3 | N
2136 | NOTES | PMH3 | N
2137 | OK_TO_BYPASS | PMH3 | N
2138 | CONTROL_UNIT_TYPE | PMH3 | N
2139 | SWITCH_TYPE | PMH3 | N | Y
2140 | SECTIONALIZING_FEATURE | PMH3 | N
2141 | ATS_CAPABLE | PMH3 | N | Y
2142 | ATS_FEATURE | PMH3 | N
2143 | FIRMWARE_VERSION | PMH3 | N
2144 | SOFTWARE_VERSION | PMH3 | N
2145 | ENGINEERING_DOCUMENT | PMH3 | N
2146 | SCADA | PMH3 | N | Y
2147 | SCADA_TYPE | PMH3 | N
2148 | MASTER_STATION | PMH3 | N
2149 | BAUD_RATE | PMH3 | N
2150 | TRANSMIT_ENABLE_DELAY | PMH3 | N
2151 | TRANSMIT_DISABLE_DELAY | PMH3 | N
2152 | RTU_ADDRESS | PMH3 | N
2153 | REPEATER | PMH3 | N
2154 | SPECIAL_CONDITIONS | PMH3 | N
2155 | RADIO_MANF_CD | PMH3 | N
2156 | RADIO_MODEL_NUM | PMH3 | N
2157 | RADIO_SERIAL_NUM | PMH3 | N
2158 | DEVICE_ID | fused dual well | N
2159 | PREPARED_BY | fused dual well | N
2160 | CONTROL_SERIAL_NUM | fused dual well | N
2161 | DATE_MODIFIED | fused dual well | N
2162 | EFFECTIVE_DT | fused dual well | N
2163 | PEER_REVIEW_DT | fused dual well | N
2164 | PEER_REVIEW_BY | fused dual well | N
2165 | NOTES | fused dual well | N
2166 | OK_TO_BYPASS | fused dual well | N
2167 | CONTROL_UNIT_TYPE | fused dual well | N
2168 | SWITCH_TYPE | fused dual well | N | Y
2169 | SECTIONALIZING_FEATURE | fused dual well | N
2170 | ATS_CAPABLE | fused dual well | N | Y
2171 | ATS_FEATURE | fused dual well | N
2172 | FIRMWARE_VERSION | fused dual well | N
2173 | SOFTWARE_VERSION | fused dual well | N
2174 | ENGINEERING_DOCUMENT | fused dual well | N
2175 | SCADA | fused dual well | N | Y
2176 | SCADA_TYPE | fused dual well | N
2177 | MASTER_STATION | fused dual well | N
2178 | BAUD_RATE | fused dual well | N
2179 | TRANSMIT_ENABLE_DELAY | fused dual well | N
2180 | TRANSMIT_DISABLE_DELAY | fused dual well | N
2181 | RTU_ADDRESS | fused dual well | N
2182 | REPEATER | fused dual well | N
2183 | SPECIAL_CONDITIONS | fused dual well | N
2184 | RADIO_MANF_CD | fused dual well | N
2185 | RADIO_MODEL_NUM | fused dual well | N
2186 | RADIO_SERIAL_NUM | fused dual well | N
2187 | DEVICE_ID | 600 amp switch | N
2188 | PREPARED_BY | 600 amp switch | N
2189 | CONTROL_SERIAL_NUM | 600 amp switch | N
2190 | DATE_MODIFIED | 600 amp switch | N
2191 | EFFECTIVE_DT | 600 amp switch | N
2192 | PEER_REVIEW_DT | 600 amp switch | N
2193 | PEER_REVIEW_BY | 600 amp switch | N
2194 | NOTES | 600 amp switch | N
2195 | OK_TO_BYPASS | 600 amp switch | N
2196 | CONTROL_UNIT_TYPE | 600 amp switch | N
2197 | SWITCH_TYPE | 600 amp switch | N | Y
2198 | SECTIONALIZING_FEATURE | 600 amp switch | N
2199 | ATS_CAPABLE | 600 amp switch | N | Y
2200 | ATS_FEATURE | 600 amp switch | N
2201 | FIRMWARE_VERSION | 600 amp switch | N
2202 | SOFTWARE_VERSION | 600 amp switch | N
2203 | ENGINEERING_DOCUMENT | 600 amp switch | N
2204 | SCADA | 600 amp switch | N | Y
2205 | SCADA_TYPE | 600 amp switch | N
2206 | MASTER_STATION | 600 amp switch | N
2207 | BAUD_RATE | 600 amp switch | N
2208 | TRANSMIT_ENABLE_DELAY | 600 amp switch | N
2209 | TRANSMIT_DISABLE_DELAY | 600 amp switch | N
2210 | RTU_ADDRESS | 600 amp switch | N
2211 | REPEATER | 600 amp switch | N
2212 | SPECIAL_CONDITIONS | 600 amp switch | N
2213 | RADIO_MANF_CD | 600 amp switch | N
2214 | RADIO_MODEL_NUM | 600 amp switch | N
2215 | RADIO_SERIAL_NUM | 600 amp switch | N
2216 | DEVICE_ID | automatic switch | N
2217 | PREPARED_BY | automatic switch | N
2218 | CONTROL_SERIAL_NUM | automatic switch | N
2219 | DATE_MODIFIED | automatic switch | N
2220 | EFFECTIVE_DT | automatic switch | N
2221 | PEER_REVIEW_DT | automatic switch | N
2222 | PEER_REVIEW_BY | automatic switch | N
2223 | NOTES | automatic switch | N
2224 | OK_TO_BYPASS | automatic switch | N
2225 | CONTROL_UNIT_TYPE | automatic switch | N
2226 | SWITCH_TYPE | automatic switch | N | Y
2227 | SECTIONALIZING_FEATURE | automatic switch | N
2228 | ATS_CAPABLE | automatic switch | N | Y
2229 | ATS_FEATURE | automatic switch | N
2230 | FIRMWARE_VERSION | automatic switch | N
2231 | SOFTWARE_VERSION | automatic switch | N
2232 | ENGINEERING_DOCUMENT | automatic switch | N
2233 | SCADA | automatic switch | N | Y
2234 | SCADA_TYPE | automatic switch | N
2235 | MASTER_STATION | automatic switch | N
2236 | BAUD_RATE | automatic switch | N
2237 | TRANSMIT_ENABLE_DELAY | automatic switch | N
2238 | TRANSMIT_DISABLE_DELAY | automatic switch | N
2239 | RTU_ADDRESS | automatic switch | N
2240 | REPEATER | automatic switch | N
2241 | SPECIAL_CONDITIONS | automatic switch | N
2242 | RADIO_MANF_CD | automatic switch | N
2243 | RADIO_MODEL_NUM | automatic switch | N
2244 | RADIO_SERIAL_NUM | automatic switch | N
2245 | DEVICE_ID | miscellaneous switch | N
2246 | PREPARED_BY | miscellaneous switch | N
2247 | CONTROL_SERIAL_NUM | miscellaneous switch | N
2248 | DATE_MODIFIED | miscellaneous switch | N
2249 | EFFECTIVE_DT | miscellaneous switch | N
2250 | PEER_REVIEW_DT | miscellaneous switch | N
2251 | PEER_REVIEW_BY | miscellaneous switch | N
2252 | NOTES | miscellaneous switch | N
2253 | OK_TO_BYPASS | miscellaneous switch | N
2254 | CONTROL_UNIT_TYPE | miscellaneous switch | N
2255 | SWITCH_TYPE | miscellaneous switch | N | Y
2256 | SECTIONALIZING_FEATURE | miscellaneous switch | N
2257 | ATS_CAPABLE | miscellaneous switch | N | Y
2258 | ATS_FEATURE | miscellaneous switch | N
2259 | FIRMWARE_VERSION | miscellaneous switch | N
2260 | SOFTWARE_VERSION | miscellaneous switch | N
2261 | ENGINEERING_DOCUMENT | miscellaneous switch | N
2262 | SCADA | miscellaneous switch | N | Y
2263 | SCADA_TYPE | miscellaneous switch | N
2264 | MASTER_STATION | miscellaneous switch | N
2265 | BAUD_RATE | miscellaneous switch | N
2266 | TRANSMIT_ENABLE_DELAY | miscellaneous switch | N
2267 | TRANSMIT_DISABLE_DELAY | miscellaneous switch | N
2268 | RTU_ADDRESS | miscellaneous switch | N
2269 | REPEATER | miscellaneous switch | N
2270 | SPECIAL_CONDITIONS | miscellaneous switch | N
2271 | RADIO_MANF_CD | miscellaneous switch | N
2272 | RADIO_MODEL_NUM | miscellaneous switch | N
2273 | RADIO_SERIAL_NUM | miscellaneous switch | N
2274 | DEVICE_ID | ES55 disconnect | N
2275 | PREPARED_BY | ES55 disconnect | N
2276 | CONTROL_SERIAL_NUM | ES55 disconnect | N
2277 | DATE_MODIFIED | ES55 disconnect | N
2278 | EFFECTIVE_DT | ES55 disconnect | N
2279 | PEER_REVIEW_DT | ES55 disconnect | N
2280 | PEER_REVIEW_BY | ES55 disconnect | N
2281 | NOTES | ES55 disconnect | N
2282 | OK_TO_BYPASS | ES55 disconnect | N
2283 | CONTROL_UNIT_TYPE | ES55 disconnect | N
2284 | SWITCH_TYPE | ES55 disconnect | N | Y
2285 | SECTIONALIZING_FEATURE | ES55 disconnect | N
2286 | ATS_CAPABLE | ES55 disconnect | N | Y
2287 | ATS_FEATURE | ES55 disconnect | N
2288 | FIRMWARE_VERSION | ES55 disconnect | N
2289 | SOFTWARE_VERSION | ES55 disconnect | N
2290 | ENGINEERING_DOCUMENT | ES55 disconnect | N
2291 | SCADA | ES55 disconnect | N | Y
2292 | SCADA_TYPE | ES55 disconnect | N
2293 | MASTER_STATION | ES55 disconnect | N
2294 | BAUD_RATE | ES55 disconnect | N
2295 | TRANSMIT_ENABLE_DELAY | ES55 disconnect | N
2296 | TRANSMIT_DISABLE_DELAY | ES55 disconnect | N
2297 | RTU_ADDRESS | ES55 disconnect | N
2298 | REPEATER | ES55 disconnect | N
2299 | SPECIAL_CONDITIONS | ES55 disconnect | N
2300 | RADIO_MANF_CD | ES55 disconnect | N
2301 | RADIO_MODEL_NUM | ES55 disconnect | N
2302 | RADIO_SERIAL_NUM | ES55 disconnect | N
2303 | DEVICE_ID | remote telephone | N
2304 | PREPARED_BY | remote telephone | N
2305 | CONTROL_SERIAL_NUM | remote telephone | N
2306 | DATE_MODIFIED | remote telephone | N
2307 | EFFECTIVE_DT | remote telephone | N
2308 | PEER_REVIEW_DT | remote telephone | N
2309 | PEER_REVIEW_BY | remote telephone | N
2310 | NOTES | remote telephone | N
2311 | OK_TO_BYPASS | remote telephone | N
2312 | CONTROL_UNIT_TYPE | remote telephone | N
2313 | SWITCH_TYPE | remote telephone | N | Y
2314 | SECTIONALIZING_FEATURE | remote telephone | N
2315 | ATS_CAPABLE | remote telephone | N | Y
2316 | ATS_FEATURE | remote telephone | N
2317 | FIRMWARE_VERSION | remote telephone | N
2318 | SOFTWARE_VERSION | remote telephone | N
2319 | ENGINEERING_DOCUMENT | remote telephone | N
2320 | SCADA | remote telephone | N | Y
2321 | SCADA_TYPE | remote telephone | N
2322 | MASTER_STATION | remote telephone | N
2323 | BAUD_RATE | remote telephone | N
2324 | TRANSMIT_ENABLE_DELAY | remote telephone | N
2325 | TRANSMIT_DISABLE_DELAY | remote telephone | N
2326 | RTU_ADDRESS | remote telephone | N
2327 | REPEATER | remote telephone | N
2328 | SPECIAL_CONDITIONS | remote telephone | N
2329 | RADIO_MANF_CD | remote telephone | N
2330 | RADIO_MODEL_NUM | remote telephone | N
2331 | RADIO_SERIAL_NUM | remote telephone | N
2332 | DEVICE_ID | load check point | N
2333 | PREPARED_BY | load check point | N
2334 | CONTROL_SERIAL_NUM | load check point | N
2335 | DATE_MODIFIED | load check point | N
2336 | EFFECTIVE_DT | load check point | N
2337 | PEER_REVIEW_DT | load check point | N
2338 | PEER_REVIEW_BY | load check point | N
2339 | NOTES | load check point | N
2340 | OK_TO_BYPASS | load check point | N
2341 | CONTROL_UNIT_TYPE | load check point | N
2342 | SWITCH_TYPE | load check point | N | Y
2343 | SECTIONALIZING_FEATURE | load check point | N
2344 | ATS_CAPABLE | load check point | N | Y
2345 | ATS_FEATURE | load check point | N
2346 | FIRMWARE_VERSION | load check point | N
2347 | SOFTWARE_VERSION | load check point | N
2348 | ENGINEERING_DOCUMENT | load check point | N
2349 | SCADA | load check point | N | Y
2350 | SCADA_TYPE | load check point | N
2351 | MASTER_STATION | load check point | N
2352 | BAUD_RATE | load check point | N
2353 | TRANSMIT_ENABLE_DELAY | load check point | N
2354 | TRANSMIT_DISABLE_DELAY | load check point | N
2355 | RTU_ADDRESS | load check point | N
2356 | REPEATER | load check point | N
2357 | SPECIAL_CONDITIONS | load check point | N
2358 | RADIO_MANF_CD | load check point | N
2359 | RADIO_MODEL_NUM | load check point | N
2360 | RADIO_SERIAL_NUM | load check point | N
2361 | DEVICE_ID | PMH 5, 6, 9, 11 15kV 600 amp | N
2362 | PREPARED_BY | PMH 5, 6, 9, 11 15kV 600 amp | N
2363 | CONTROL_SERIAL_NUM | PMH 5, 6, 9, 11 15kV 600 amp | N
2364 | DATE_MODIFIED | PMH 5, 6, 9, 11 15kV 600 amp | N
2365 | EFFECTIVE_DT | PMH 5, 6, 9, 11 15kV 600 amp | N
2366 | PEER_REVIEW_DT | PMH 5, 6, 9, 11 15kV 600 amp | N
2367 | PEER_REVIEW_BY | PMH 5, 6, 9, 11 15kV 600 amp | N
2368 | NOTES | PMH 5, 6, 9, 11 15kV 600 amp | N
2369 | OK_TO_BYPASS | PMH 5, 6, 9, 11 15kV 600 amp | N
2370 | CONTROL_UNIT_TYPE | PMH 5, 6, 9, 11 15kV 600 amp | N
2371 | SWITCH_TYPE | PMH 5, 6, 9, 11 15kV 600 amp | N | Y
2372 | SECTIONALIZING_FEATURE | PMH 5, 6, 9, 11 15kV 600 amp | N
2373 | ATS_CAPABLE | PMH 5, 6, 9, 11 15kV 600 amp | N | Y
2374 | ATS_FEATURE | PMH 5, 6, 9, 11 15kV 600 amp | N
2375 | FIRMWARE_VERSION | PMH 5, 6, 9, 11 15kV 600 amp | N
2376 | SOFTWARE_VERSION | PMH 5, 6, 9, 11 15kV 600 amp | N
2377 | ENGINEERING_DOCUMENT | PMH 5, 6, 9, 11 15kV 600 amp | N
2378 | SCADA | PMH 5, 6, 9, 11 15kV 600 amp | N | Y
2379 | SCADA_TYPE | PMH 5, 6, 9, 11 15kV 600 amp | N
2380 | MASTER_STATION | PMH 5, 6, 9, 11 15kV 600 amp | N
2381 | BAUD_RATE | PMH 5, 6, 9, 11 15kV 600 amp | N
2382 | TRANSMIT_ENABLE_DELAY | PMH 5, 6, 9, 11 15kV 600 amp | N
2383 | TRANSMIT_DISABLE_DELAY | PMH 5, 6, 9, 11 15kV 600 amp | N
2384 | RTU_ADDRESS | PMH 5, 6, 9, 11 15kV 600 amp | N
2385 | REPEATER | PMH 5, 6, 9, 11 15kV 600 amp | N
2386 | SPECIAL_CONDITIONS | PMH 5, 6, 9, 11 15kV 600 amp | N
2387 | RADIO_MANF_CD | PMH 5, 6, 9, 11 15kV 600 amp | N
2388 | RADIO_MODEL_NUM | PMH 5, 6, 9, 11 15kV 600 amp | N
2389 | RADIO_SERIAL_NUM | PMH 5, 6, 9, 11 15kV 600 amp | N
2390 | DEVICE_ID | PMH 5, 6, 9, 11 25kV 400 amp | N
2391 | PREPARED_BY | PMH 5, 6, 9, 11 25kV 400 amp | N
2392 | CONTROL_SERIAL_NUM | PMH 5, 6, 9, 11 25kV 400 amp | N
2393 | DATE_MODIFIED | PMH 5, 6, 9, 11 25kV 400 amp | N
2394 | EFFECTIVE_DT | PMH 5, 6, 9, 11 25kV 400 amp | N
2395 | PEER_REVIEW_DT | PMH 5, 6, 9, 11 25kV 400 amp | N
2396 | PEER_REVIEW_BY | PMH 5, 6, 9, 11 25kV 400 amp | N
2397 | NOTES | PMH 5, 6, 9, 11 25kV 400 amp | N
2398 | OK_TO_BYPASS | PMH 5, 6, 9, 11 25kV 400 amp | N
2399 | CONTROL_UNIT_TYPE | PMH 5, 6, 9, 11 25kV 400 amp | N
2400 | SWITCH_TYPE | PMH 5, 6, 9, 11 25kV 400 amp | N | Y
2401 | SECTIONALIZING_FEATURE | PMH 5, 6, 9, 11 25kV 400 amp | N
2402 | ATS_CAPABLE | PMH 5, 6, 9, 11 25kV 400 amp | N | Y
2403 | ATS_FEATURE | PMH 5, 6, 9, 11 25kV 400 amp | N
2404 | FIRMWARE_VERSION | PMH 5, 6, 9, 11 25kV 400 amp | N
2405 | SOFTWARE_VERSION | PMH 5, 6, 9, 11 25kV 400 amp | N
2406 | ENGINEERING_DOCUMENT | PMH 5, 6, 9, 11 25kV 400 amp | N
2407 | SCADA | PMH 5, 6, 9, 11 25kV 400 amp | N | Y
2408 | SCADA_TYPE | PMH 5, 6, 9, 11 25kV 400 amp | N
2409 | MASTER_STATION | PMH 5, 6, 9, 11 25kV 400 amp | N
2410 | BAUD_RATE | PMH 5, 6, 9, 11 25kV 400 amp | N
2411 | TRANSMIT_ENABLE_DELAY | PMH 5, 6, 9, 11 25kV 400 amp | N
2412 | TRANSMIT_DISABLE_DELAY | PMH 5, 6, 9, 11 25kV 400 amp | N
2413 | RTU_ADDRESS | PMH 5, 6, 9, 11 25kV 400 amp | N
2414 | REPEATER | PMH 5, 6, 9, 11 25kV 400 amp | N
2415 | SPECIAL_CONDITIONS | PMH 5, 6, 9, 11 25kV 400 amp | N
2416 | RADIO_MANF_CD | PMH 5, 6, 9, 11 25kV 400 amp | N
2417 | RADIO_MODEL_NUM | PMH 5, 6, 9, 11 25kV 400 amp | N
2418 | RADIO_SERIAL_NUM | PMH 5, 6, 9, 11 25kV 400 amp | N
2419 | DEVICE_ID | co-generation equipment | N
2420 | PREPARED_BY | co-generation equipment | N
2421 | CONTROL_SERIAL_NUM | co-generation equipment | N
2422 | DATE_MODIFIED | co-generation equipment | N
2423 | EFFECTIVE_DT | co-generation equipment | N
2424 | PEER_REVIEW_DT | co-generation equipment | N
2425 | PEER_REVIEW_BY | co-generation equipment | N
2426 | NOTES | co-generation equipment | N
2427 | OK_TO_BYPASS | co-generation equipment | N
2428 | CONTROL_UNIT_TYPE | co-generation equipment | N
2429 | SWITCH_TYPE | co-generation equipment | N | Y
2430 | SECTIONALIZING_FEATURE | co-generation equipment | N
2431 | ATS_CAPABLE | co-generation equipment | N | Y
2432 | ATS_FEATURE | co-generation equipment | N
2433 | FIRMWARE_VERSION | co-generation equipment | N
2434 | SOFTWARE_VERSION | co-generation equipment | N
2435 | ENGINEERING_DOCUMENT | co-generation equipment | N
2436 | SCADA | co-generation equipment | N | Y
2437 | SCADA_TYPE | co-generation equipment | N
2438 | MASTER_STATION | co-generation equipment | N
2439 | BAUD_RATE | co-generation equipment | N
2440 | TRANSMIT_ENABLE_DELAY | co-generation equipment | N
2441 | TRANSMIT_DISABLE_DELAY | co-generation equipment | N
2442 | RTU_ADDRESS | co-generation equipment | N
2443 | REPEATER | co-generation equipment | N
2444 | SPECIAL_CONDITIONS | co-generation equipment | N
2445 | RADIO_MANF_CD | co-generation equipment | N
2446 | RADIO_MODEL_NUM | co-generation equipment | N
2447 | RADIO_SERIAL_NUM | co-generation equipment | N
2448 | DEVICE_ID | unspecified | N
2449 | PREPARED_BY | unspecified | N
2450 | CONTROL_SERIAL_NUM | unspecified | N
2451 | DATE_MODIFIED | unspecified | N
2452 | EFFECTIVE_DT | unspecified | N
2453 | PEER_REVIEW_DT | unspecified | N
2454 | PEER_REVIEW_BY | unspecified | N
2455 | NOTES | unspecified | N
2456 | OK_TO_BYPASS | unspecified | N
2457 | CONTROL_UNIT_TYPE | unspecified | N
2458 | SWITCH_TYPE | unspecified | N | Y
2459 | SECTIONALIZING_FEATURE | unspecified | N
2460 | ATS_CAPABLE | unspecified | N | Y
2461 | ATS_FEATURE | unspecified | N
2462 | FIRMWARE_VERSION | unspecified | N
2463 | SOFTWARE_VERSION | unspecified | N
2464 | ENGINEERING_DOCUMENT | unspecified | N
2465 | SCADA | unspecified | N | Y
2466 | SCADA_TYPE | unspecified | N
2467 | MASTER_STATION | unspecified | N
2468 | BAUD_RATE | unspecified | N
2469 | TRANSMIT_ENABLE_DELAY | unspecified | N
2470 | TRANSMIT_DISABLE_DELAY | unspecified | N
2471 | RTU_ADDRESS | unspecified | N
2472 | REPEATER | unspecified | N
2473 | SPECIAL_CONDITIONS | unspecified | N
2474 | RADIO_MANF_CD | unspecified | N
2475 | RADIO_MODEL_NUM | unspecified | N
2476 | RADIO_SERIAL_NUM | unspecified | N
2477 | DEVICE_ID | ESNA J-box | N
2478 | PREPARED_BY | ESNA J-box | N
2479 | CONTROL_SERIAL_NUM | ESNA J-box | N
2480 | DATE_MODIFIED | ESNA J-box | N
2481 | EFFECTIVE_DT | ESNA J-box | N
2482 | PEER_REVIEW_DT | ESNA J-box | N
2483 | PEER_REVIEW_BY | ESNA J-box | N
2484 | NOTES | ESNA J-box | N
2485 | OK_TO_BYPASS | ESNA J-box | N
2486 | CONTROL_UNIT_TYPE | ESNA J-box | N
2487 | SWITCH_TYPE | ESNA J-box | N | Y
2488 | SECTIONALIZING_FEATURE | ESNA J-box | N
2489 | ATS_CAPABLE | ESNA J-box | N | Y
2490 | ATS_FEATURE | ESNA J-box | N
2491 | FIRMWARE_VERSION | ESNA J-box | N
2492 | SOFTWARE_VERSION | ESNA J-box | N
2493 | ENGINEERING_DOCUMENT | ESNA J-box | N
2494 | SCADA | ESNA J-box | N | Y
2495 | SCADA_TYPE | ESNA J-box | N
2496 | MASTER_STATION | ESNA J-box | N
2497 | BAUD_RATE | ESNA J-box | N
2498 | TRANSMIT_ENABLE_DELAY | ESNA J-box | N
2499 | TRANSMIT_DISABLE_DELAY | ESNA J-box | N
2500 | RTU_ADDRESS | ESNA J-box | N
2501 | REPEATER | ESNA J-box | N
2502 | SPECIAL_CONDITIONS | ESNA J-box | N
2503 | RADIO_MANF_CD | ESNA J-box | N
2504 | RADIO_MODEL_NUM | ESNA J-box | N
2505 | RADIO_SERIAL_NUM | ESNA J-box | N
2506 | DEVICE_ID | underarm sidebreak (US) | N
2507 | PREPARED_BY | underarm sidebreak (US) | N
2508 | CONTROL_SERIAL_NUM | underarm sidebreak (US) | N
2509 | DATE_MODIFIED | underarm sidebreak (US) | N
2510 | EFFECTIVE_DT | underarm sidebreak (US) | N
2511 | PEER_REVIEW_DT | underarm sidebreak (US) | N
2512 | PEER_REVIEW_BY | underarm sidebreak (US) | N
2513 | NOTES | underarm sidebreak (US) | N
2514 | OK_TO_BYPASS | underarm sidebreak (US) | N
2515 | CONTROL_UNIT_TYPE | underarm sidebreak (US) | N
2516 | SWITCH_TYPE | underarm sidebreak (US) | N | Y
2517 | SECTIONALIZING_FEATURE | underarm sidebreak (US) | N
2518 | ATS_CAPABLE | underarm sidebreak (US) | N | Y
2519 | ATS_FEATURE | underarm sidebreak (US) | N
2520 | FIRMWARE_VERSION | underarm sidebreak (US) | N
2521 | SOFTWARE_VERSION | underarm sidebreak (US) | N
2522 | ENGINEERING_DOCUMENT | underarm sidebreak (US) | N
2523 | SCADA | underarm sidebreak (US) | N | Y
2524 | SCADA_TYPE | underarm sidebreak (US) | N
2525 | MASTER_STATION | underarm sidebreak (US) | N
2526 | BAUD_RATE | underarm sidebreak (US) | N
2527 | TRANSMIT_ENABLE_DELAY | underarm sidebreak (US) | N
2528 | TRANSMIT_DISABLE_DELAY | underarm sidebreak (US) | N
2529 | RTU_ADDRESS | underarm sidebreak (US) | N
2530 | REPEATER | underarm sidebreak (US) | N
2531 | SPECIAL_CONDITIONS | underarm sidebreak (US) | N
2532 | RADIO_MANF_CD | underarm sidebreak (US) | N
2533 | RADIO_MODEL_NUM | underarm sidebreak (US) | N
2534 | RADIO_SERIAL_NUM | underarm sidebreak (US) | N
2535 | DEVICE_ID | other switch | N
2536 | PREPARED_BY | other switch | N
2537 | CONTROL_SERIAL_NUM | other switch | N
2538 | DATE_MODIFIED | other switch | N
2539 | EFFECTIVE_DT | other switch | N
2540 | PEER_REVIEW_DT | other switch | N
2541 | PEER_REVIEW_BY | other switch | N
2542 | NOTES | other switch | N
2543 | OK_TO_BYPASS | other switch | N
2544 | CONTROL_UNIT_TYPE | other switch | N
2545 | SWITCH_TYPE | other switch | N | Y
2546 | SECTIONALIZING_FEATURE | other switch | N
2547 | ATS_CAPABLE | other switch | N | Y
2548 | ATS_FEATURE | other switch | N
2549 | FIRMWARE_VERSION | other switch | N
2550 | SOFTWARE_VERSION | other switch | N
2551 | ENGINEERING_DOCUMENT | other switch | N
2552 | SCADA | other switch | N | Y
2553 | SCADA_TYPE | other switch | N
2554 | MASTER_STATION | other switch | N
2555 | BAUD_RATE | other switch | N
2556 | TRANSMIT_ENABLE_DELAY | other switch | N
2557 | TRANSMIT_DISABLE_DELAY | other switch | N
2558 | RTU_ADDRESS | other switch | N
2559 | REPEATER | other switch | N
2560 | SPECIAL_CONDITIONS | other switch | N
2561 | RADIO_MANF_CD | other switch | N
2562 | RADIO_MODEL_NUM | other switch | N
2563 | RADIO_SERIAL_NUM | other switch | N
2564 | DEVICE_ID | vacuum in oil | N
2565 | PREPARED_BY | vacuum in oil | N
2566 | CONTROL_SERIAL_NUM | vacuum in oil | N
2567 | DATE_MODIFIED | vacuum in oil | N
2568 | EFFECTIVE_DT | vacuum in oil | N
2569 | PEER_REVIEW_DT | vacuum in oil | N
2570 | PEER_REVIEW_BY | vacuum in oil | N
2571 | NOTES | vacuum in oil | N
2572 | OK_TO_BYPASS | vacuum in oil | N
2573 | CONTROL_UNIT_TYPE | vacuum in oil | N
2574 | SWITCH_TYPE | vacuum in oil | N | Y
2575 | SECTIONALIZING_FEATURE | vacuum in oil | N
2576 | ATS_CAPABLE | vacuum in oil | N | Y
2577 | ATS_FEATURE | vacuum in oil | N
2578 | FIRMWARE_VERSION | vacuum in oil | N
2579 | SOFTWARE_VERSION | vacuum in oil | N
2580 | ENGINEERING_DOCUMENT | vacuum in oil | N
2581 | SCADA | vacuum in oil | N | Y
2582 | SCADA_TYPE | vacuum in oil | N
2583 | MASTER_STATION | vacuum in oil | N
2584 | BAUD_RATE | vacuum in oil | N
2585 | TRANSMIT_ENABLE_DELAY | vacuum in oil | N
2586 | TRANSMIT_DISABLE_DELAY | vacuum in oil | N
2587 | RTU_ADDRESS | vacuum in oil | N
2588 | REPEATER | vacuum in oil | N
2589 | SPECIAL_CONDITIONS | vacuum in oil | N
2590 | RADIO_MANF_CD | vacuum in oil | N
2591 | RADIO_MODEL_NUM | vacuum in oil | N
2592 | RADIO_SERIAL_NUM | vacuum in oil | N
2593 | DEVICE_ID | Tilting (Grasshopper) | N
2594 | PREPARED_BY | Tilting (Grasshopper) | N
2595 | CONTROL_SERIAL_NUM | Tilting (Grasshopper) | N
2596 | DATE_MODIFIED | Tilting (Grasshopper) | N
2597 | EFFECTIVE_DT | Tilting (Grasshopper) | N
2598 | PEER_REVIEW_DT | Tilting (Grasshopper) | N
2599 | PEER_REVIEW_BY | Tilting (Grasshopper) | N
2600 | NOTES | Tilting (Grasshopper) | N
2601 | OK_TO_BYPASS | Tilting (Grasshopper) | N
2602 | CONTROL_UNIT_TYPE | Tilting (Grasshopper) | N
2603 | SWITCH_TYPE | Tilting (Grasshopper) | N | Y
2604 | SECTIONALIZING_FEATURE | Tilting (Grasshopper) | N
2605 | ATS_CAPABLE | Tilting (Grasshopper) | N | Y
2606 | ATS_FEATURE | Tilting (Grasshopper) | N
2607 | FIRMWARE_VERSION | Tilting (Grasshopper) | N
2608 | SOFTWARE_VERSION | Tilting (Grasshopper) | N
2609 | ENGINEERING_DOCUMENT | Tilting (Grasshopper) | N
2610 | SCADA | Tilting (Grasshopper) | N | Y
2611 | SCADA_TYPE | Tilting (Grasshopper) | N
2612 | MASTER_STATION | Tilting (Grasshopper) | N
2613 | BAUD_RATE | Tilting (Grasshopper) | N
2614 | TRANSMIT_ENABLE_DELAY | Tilting (Grasshopper) | N
2615 | TRANSMIT_DISABLE_DELAY | Tilting (Grasshopper) | N
2616 | RTU_ADDRESS | Tilting (Grasshopper) | N
2617 | REPEATER | Tilting (Grasshopper) | N
2618 | SPECIAL_CONDITIONS | Tilting (Grasshopper) | N
2619 | RADIO_MANF_CD | Tilting (Grasshopper) | N
2620 | RADIO_MODEL_NUM | Tilting (Grasshopper) | N
2621 | RADIO_SERIAL_NUM | Tilting (Grasshopper) | N
2622 | DEVICE_ID | solid dielectric | N
2623 | PREPARED_BY | solid dielectric | N
2624 | CONTROL_SERIAL_NUM | solid dielectric | N
2625 | DATE_MODIFIED | solid dielectric | N
2626 | EFFECTIVE_DT | solid dielectric | N
2627 | PEER_REVIEW_DT | solid dielectric | N
2628 | PEER_REVIEW_BY | solid dielectric | N
2629 | NOTES | solid dielectric | N
2630 | OK_TO_BYPASS | solid dielectric | N
2631 | CONTROL_UNIT_TYPE | solid dielectric | N
2632 | SWITCH_TYPE | solid dielectric | N | Y
2633 | SECTIONALIZING_FEATURE | solid dielectric | N
2634 | ATS_CAPABLE | solid dielectric | N | Y
2635 | ATS_FEATURE | solid dielectric | N
2636 | FIRMWARE_VERSION | solid dielectric | N
2637 | SOFTWARE_VERSION | solid dielectric | N
2638 | ENGINEERING_DOCUMENT | solid dielectric | N
2639 | SCADA | solid dielectric | N | Y
2640 | SCADA_TYPE | solid dielectric | N
2641 | MASTER_STATION | solid dielectric | N
2642 | BAUD_RATE | solid dielectric | N
2643 | TRANSMIT_ENABLE_DELAY | solid dielectric | N
2644 | TRANSMIT_DISABLE_DELAY | solid dielectric | N
2645 | RTU_ADDRESS | solid dielectric | N
2646 | REPEATER | solid dielectric | N
2647 | SPECIAL_CONDITIONS | solid dielectric | N
2648 | RADIO_MANF_CD | solid dielectric | N
2649 | RADIO_MODEL_NUM | solid dielectric | N
2650 | RADIO_SERIAL_NUM | solid dielectric | N
2651 | DEVICE_ID | TGRAM switch | N
2652 | PREPARED_BY | TGRAM switch | N
2653 | CONTROL_SERIAL_NUM | TGRAM switch | N
2654 | DATE_MODIFIED | TGRAM switch | N
2655 | EFFECTIVE_DT | TGRAM switch | N
2656 | PEER_REVIEW_DT | TGRAM switch | N
2657 | PEER_REVIEW_BY | TGRAM switch | N
2658 | NOTES | TGRAM switch | N
2659 | OK_TO_BYPASS | TGRAM switch | N
2660 | CONTROL_UNIT_TYPE | TGRAM switch | N
2661 | SWITCH_TYPE | TGRAM switch | N | Y
2662 | SECTIONALIZING_FEATURE | TGRAM switch | N
2663 | ATS_CAPABLE | TGRAM switch | N | Y
2664 | ATS_FEATURE | TGRAM switch | N
2665 | FIRMWARE_VERSION | TGRAM switch | N
2666 | SOFTWARE_VERSION | TGRAM switch | N
2667 | ENGINEERING_DOCUMENT | TGRAM switch | N
2668 | SCADA | TGRAM switch | N | Y
2669 | SCADA_TYPE | TGRAM switch | N
2670 | MASTER_STATION | TGRAM switch | N
2671 | BAUD_RATE | TGRAM switch | N
2672 | TRANSMIT_ENABLE_DELAY | TGRAM switch | N
2673 | TRANSMIT_DISABLE_DELAY | TGRAM switch | N
2674 | RTU_ADDRESS | TGRAM switch | N
2675 | REPEATER | TGRAM switch | N
2676 | SPECIAL_CONDITIONS | TGRAM switch | N
2677 | RADIO_MANF_CD | TGRAM switch | N
2678 | RADIO_MODEL_NUM | TGRAM switch | N
2679 | RADIO_SERIAL_NUM | TGRAM switch | N
2680 | DEVICE_ID | TGRAL switch | N
2681 | PREPARED_BY | TGRAL switch | N
2682 | CONTROL_SERIAL_NUM | TGRAL switch | N
2683 | DATE_MODIFIED | TGRAL switch | N
2684 | EFFECTIVE_DT | TGRAL switch | N
2685 | PEER_REVIEW_DT | TGRAL switch | N
2686 | PEER_REVIEW_BY | TGRAL switch | N
2687 | NOTES | TGRAL switch | N
2688 | OK_TO_BYPASS | TGRAL switch | N
2689 | CONTROL_UNIT_TYPE | TGRAL switch | N
2690 | SWITCH_TYPE | TGRAL switch | N | Y
2691 | SECTIONALIZING_FEATURE | TGRAL switch | N
2692 | ATS_CAPABLE | TGRAL switch | N | Y
2693 | ATS_FEATURE | TGRAL switch | N
2694 | FIRMWARE_VERSION | TGRAL switch | N
2695 | SOFTWARE_VERSION | TGRAL switch | N
2696 | ENGINEERING_DOCUMENT | TGRAL switch | N
2697 | SCADA | TGRAL switch | N | Y
2698 | SCADA_TYPE | TGRAL switch | N
2699 | MASTER_STATION | TGRAL switch | N
2700 | BAUD_RATE | TGRAL switch | N
2701 | TRANSMIT_ENABLE_DELAY | TGRAL switch | N
2702 | TRANSMIT_DISABLE_DELAY | TGRAL switch | N
2703 | RTU_ADDRESS | TGRAL switch | N
2704 | REPEATER | TGRAL switch | N
2705 | SPECIAL_CONDITIONS | TGRAL switch | N
2706 | RADIO_MANF_CD | TGRAL switch | N
2707 | RADIO_MODEL_NUM | TGRAL switch | N
2708 | RADIO_SERIAL_NUM | TGRAL switch | N

## Domain Value
ID | DEVICE_NAME | FIELD_NAME | CODE | SORT_NUM | Description | CONTROL_TYPE
42 | SM_SWITCH | SWITCH_TYPE | 10 | 2 | air switch | All
43 | SM_SWITCH | SWITCH_TYPE | 11 | 3 | oil switch | All
44 | SM_SWITCH | SWITCH_TYPE | 14 | 4 | disconnect | All
45 | SM_SWITCH | SWITCH_TYPE | 17 | 5 | PDAC switch | All
46 | SM_SWITCH | SWITCH_TYPE | 18 | 6 | SCADA switch | All
47 | SM_SWITCH | SWITCH_TYPE | 19 | 7 | vacuum switch | All
48 | SM_SWITCH | SWITCH_TYPE | 21 | 8 | subway oil switch | All
49 | SM_SWITCH | SWITCH_TYPE | 22 | 9 | transformer switch | All
50 | SM_SWITCH | SWITCH_TYPE | 23 | 10 | 200 amp fused bypass | All
51 | SM_SWITCH | SWITCH_TYPE | 24 | 11 | PMH3 | All
52 | SM_SWITCH | SWITCH_TYPE | 30 | 12 | fused dual well | All
53 | SM_SWITCH | SWITCH_TYPE | 33 | 13 | LBOR switch | All
54 | SM_SWITCH | SWITCH_TYPE | 34 | 14 | fused switch 200 amp | All
55 | SM_SWITCH | SWITCH_TYPE | 35 | 15 | 600 amp switch | All
56 | SM_SWITCH | SWITCH_TYPE | 38 | 16 | automatic switch | All
57 | SM_SWITCH | SWITCH_TYPE | 40 | 17 | miscellaneous switch | All
58 | SM_SWITCH | SWITCH_TYPE | 44 | 18 | ES55 disconnect | All
59 | SM_SWITCH | SWITCH_TYPE | 7 | 19 | remote telephone | All
60 | SM_SWITCH | SWITCH_TYPE | 8 | 20 | load check point | All
61 | SM_SWITCH | SWITCH_TYPE | 86 | 21 | PMH 5, 6, 9, 11 15kV 600 amp | All
62 | SM_SWITCH | SWITCH_TYPE | 87 | 22 | PMH 5, 6, 9, 11 25kV 400 amp | All
63 | SM_SWITCH | SWITCH_TYPE | 99 | 23 | co-generation equipment | All
64 | SM_SWITCH | SWITCH_TYPE | 1 | 24 | unspecified | All
65 | SM_SWITCH | SWITCH_TYPE | 26 | 25 | ESNA J-box | All
66 | SM_SWITCH | SWITCH_TYPE | 3 | 26 | underarm sidebreak (US) | All
67 | SM_SWITCH | SWITCH_TYPE | 4 | 27 | other switch | All
68 | SM_SWITCH | SWITCH_TYPE | 20 | 28 | vacuum in oil | All
69 | SM_SWITCH | SWITCH_TYPE | 25 | 29 | Tilting (Grasshopper) | All
70 | SM_SWITCH | SWITCH_TYPE | 36 | 30 | solid dielectric | All
71 | SM_SWITCH | SWITCH_TYPE | 12 | 31 | TGRAM switch | All
72 | SM_SWITCH | SWITCH_TYPE | 13 | 32 | TGRAL switch | All
73 | SM_SWITCH | SWITCH_TYPE | NA | 1 |  | All
74 | SM_SWITCH | ATS_FEATURE | NA | 1 |  | All
75 | SM_SWITCH | ATS_FEATURE | 1 | 2 | Cut In | All
76 | SM_SWITCH | ATS_FEATURE | 2 | 3 | Cut Out | All
77 | SM_SWITCH | SELECT_PREFERRED | NA | 1 |  | All
78 | SM_SWITCH | SELECT_PREFERRED | 1 | 2 | Left | All
79 | SM_SWITCH | SELECT_PREFERRED | 2 | 3 | Right | All
80 | SM_SWITCH | UNBALANCE_DETECT | NA | 1 |  | All
81 | SM_SWITCH | UNBALANCE_DETECT | 1 | 2 | On | All
82 | SM_SWITCH | UNBALANCE_DETECT | 2 | 3 | Off | All
83 | SM_SWITCH | SELECT_RETURN | NA | 1 |  | All
84 | SM_SWITCH | SELECT_RETURN | 1 | 2 | Auto | All
85 | SM_SWITCH | SELECT_RETURN | 2 | 3 | Hold | All
86 | SM_SWITCH | SELECT_RETURN | 3 | 4 | Window | All
87 | SM_SWITCH | SELECT_TRANSITION | NA | 1 |  | All
88 | SM_SWITCH | SELECT_TRANSITION | 1 | 2 | Closed | All
89 | SM_SWITCH | SELECT_TRANSITION | 2 | 3 | Open | All
90 | SM_SWITCH | DWELL_TIMER | NA | 1 |  | All
91 | SM_SWITCH | DWELL_TIMER | 1 | 2 | In | All
92 | SM_SWITCH | DWELL_TIMER | 2 | 3 | Out | All
93 | SM_SWITCH | OPERATING_MODE | NA | 1 |  | All
94 | SM_SWITCH | OPERATING_MODE | 1 | 2 | Recloser | All
95 | SM_SWITCH | OPERATING_MODE | 2 | 3 | Sectionalizer | All
96 | SM_SWITCH | OPERATING_MODE | 3 | 4 | Switch | All
97 | SM_SWITCH | ENGINEERING_DOCUMENT | NA | 1 |  | All
98 | SM_SWITCH | SCADA_TYPE | NA | 1 |  | All
99 | SM_SWITCH | SCADA_TYPE | SCAD | 2 | SCADA | All
100 | SM_SWITCH | SCADA_TYPE | PDAC | 3 | PDAC | All
101 | SM_SWITCH | RADIO_MANF_CD | NA | 1 |  | All
102 | SM_SWITCH | RADIO_MANF_CD | MDS | 2 | MDS | All
103 | SM_SWITCH | RADIO_MANF_CD | METR | 3 | Metricom | All
104 | SM_SWITCH | RADIO_MANF_CD | CELL | 4 | Cellnet | All
105 | SM_SWITCH | RADIO_MANF_CD | ITRN | 5 | Itron | All
106 | SM_SWITCH | RADIO_MANF_CD | OTHR | 6 | Other | All
107 | SM_SWITCH | RADIO_MANF_CD | MOTO | 7 | Motorola | All
108 | SM_SWITCH | SWITCH_TYPE | 45 | 33 | SCADAMate | All
4348 | SM_SWITCH | SECTIONALIZING_FEATURE | NA | 1 |  | All
4349 | SM_SWITCH | SECTIONALIZING_FEATURE | COUT | 2 | cut-out | All
4350 | SM_SWITCH | SECTIONALIZING_FEATURE | CTIN | 3 | cut-in | All
4351 | SM_SWITCH | SECTIONALIZING_FEATURE | NONE | 4 | none | All
4352 | SM_SWITCH | CONTROL_UNIT_TYPE | NA | 1 |  | All
4353 | SM_SWITCH | CONTROL_UNIT_TYPE | CONW | 2 | Conway | All
4354 | SM_SWITCH | CONTROL_UNIT_TYPE | COOP | 3 | Cooper | All
4355 | SM_SWITCH | CONTROL_UNIT_TYPE | ENGL | 4 | Energyline | All
4356 | SM_SWITCH | CONTROL_UNIT_TYPE | HYDR | 5 | Hydraulic | All
4357 | SM_SWITCH | CONTROL_UNIT_TYPE | INTR | 6 | Inertia | All
4358 | SM_SWITCH | CONTROL_UNIT_TYPE | OTHR | 7 | other | All
4359 | SM_SWITCH | CONTROL_UNIT_TYPE | RELT | 7 | Reliatonics | All
4360 | SM_SWITCH | CONTROL_UNIT_TYPE | TRAY | 8 | Trayer | All
4361 | SM_SWITCH | CONTROL_UNIT_TYPE | UNSP | 10 | unspecified | All

## Model
ColumnName | DisplayName | PropertyName
ACCESS_CODE | Access Code | AccessCode
ATS_ALTERNATE_FEED | ATS alternate feed | ATSalternatefeed
ATS_CAPABLE | ATS Capable | ATSCapable
ATS_FEATURE | ATS Feature | ATSFeature
ATS_PREFERRED_FEED | ATS preferred feed | ATSpreferredfeed
AUTO_RECLOSE_TIME | Automatic Reclose Time Threshold | AutomaticRecloseTimeThreshold
BAUD_RATE | Baud Rate | BaudRate
COMM_O_BIT_RATE | Comm O bit rate | CommObitrate
CONTROL_SERIAL_NUM | Controller Serial # | ControllerSerialNo
CONTROL_UNIT_TYPE | Control Unit Type | ControlUnitType
CURR_THRESH | Current Threshold (amps, both feeds) | CurrentThreshold
DATE_MODIFIED | Date modified | Datemodified
DEVICE_ID | Device ID | DeviceID
DWELL_TIMER | Dwell Timer | DwellTimer
EFFECTIVE_DT | Effective Date | EffectiveDate
ENGINEERING_COMMENTS | Engineering Comments | EngineeringComments
ENGINEERING_DOCUMENT | Engineering Document | EngineeringDocument
FAULT_CUR_LOSS | Fault Current before First/All Vltage Loss(es) | FaultCurrentbeforeFirst_AllVltageLoss
FIRMWARE_VERSION | Firmware Version | FirmwareVersion
FLISR | FLISR Automation Device | FLISRAutomationDevice
GRD_INRUSH_MULT | Ground Current Inrush Restraint Multiplier | GroundCurrentInrushRestraintMultiplier
GRD_INRUSH_TIME | Ground Current Inrush Restraint Time (Msecs) | GroundCurrentInrushRestraintTimeMsecs
GRD_FAULT_CUR_LEVEL | Ground Fault Detection Current Level (RMS Amps) | GroundFaultDetectionCurrentLevelRMSAmps
GRD_FAULT_DURATION | Ground Fault Duration Time Threshold (Msecs) | GroundFaultDurationTimeThresholdMsecs
LIMITING_FACTOR | Limiting Factor | LimitingFactor
LOCKOUT_LEVEL | Lockout Level | LockoutLevel
LOCKOUT_RESET | Lockout reset | Lockoutreset
LOSS_OF_LEFT_SOURCE | Loss of Left source | LossofLeftsource
LOSS_OF_RIGHT_SOURCE | Loss of Right source | LossofRightsource
LOSS_OF_SOURCE | Loss of Source | LossofSource
MASTER_STATION | Master Station | MasterStation
NORMALIZE_LEFT | Normalize Left | NormalizeLeft
NORMALIZE_RIGHT | Normalize Right | NormalizeRight
NOTES | Notes | Notes
SHOTS_REQ_LOCKOUT | Number of Shots Required for Lockout | NumberofShotsRequiredforLockout
OC_LOCKOUT_PICKUP | OC lockout pickup | OClockoutpickup
OC_TO_VOLT_TIME | OC to Volt Loss Association Time (tenths, both feeds) | OCtoVoltLossAssociationTime
OK_TO_BYPASS | Ok To Bypass | OkToBypass
OPERATING_MODE | Operating Mode | OperatingMode
OVERC_SHOTS_TO_LO_OPER | Overcurrent Required before Shots-To-LO Oper. | OvercurrentRequiredbeforeShots-To-LOOper
OVERVOLT_DETECT | Overvolt detect | Overvoltdetect
PEER_REVIEW_BY | Peer Reviewer | PeerReviewer
PEER_REVIEW_DT | Peer Reviewer Date | PeerReviewerDate
PHA_INRUSH_MULT | Phase Current Inrush Restraint Multiplier | PhaseCurrentInrushRestraintMultiplier
PHA_INRUSH_TIME | Phase Current Inrush Restraint Time (Msecs) | PhaseCurrentInrushRestraintTimeMsecs
PHA_FAULT_CUR_LEVEL | Phase Fault DPhase Fault Detection Current Level (RMS Amp) | PhaseFaultDPhaseFaultDetectionCurrentLevelRMSAmp
PHA_FAULT_DURATION | Phase Fault Duration Time Threshold (Msecs) | PhaseFaultDurationTimeThresholdMsecs
PREPARED_BY | Prepared By | PreparedBy
RECL_COUNT_TO_TRIP | Recloser Counts to Sectionalizer Trip | RecloserCountstoSectionalizerTrip
REPEATER | (if applicable) Repeater | Repeater
RETURN_TO_SOURCE | Return to Source | ReturntoSource
RETURN_TO_SOURCE | Return to Source | ReturntoSource
RTU_ADDRESS | RTU Address | RTUAddress
SCADA | SCADA? | SCADA?
RADIO_MANF_CD | SCADA radio manufacturer | SCADAradiomanufacturer
RADIO_MODEL_NO | SCADA radio model # | SCADAradiomodelNo
RADIO_SERIAL_NO | SCADA radio serial # | SCADAradioserialNo
SCADA_TYPE | SCADA Type | SCADAType
SECT_RESET_TIME | Sectionalizer Reset Time (seconds) | SectionalizerResetTime
SECTIONALIZING_FEATURE | Sectionalizing Feature | SectionalizingFeature
SELECT_PREFERRED | Select preferred | Selectpreferred
SELECT_RETURN | Select return | Selectreturn
SELECT_TRANSITION | Select Transition | SelectTransition
SET_BASE_LEFT | Set Base Left | SetBaseLeft
SET_BASE_RIGHT | Set Base Right | SetBaseRight
SHOTS_TO_LOCKOUT_TIME | Shots-To-Lockout Time Threshold (secs) | Shots-To-LockoutTimeThreshold
SOFTWARE_VERSION | Software Version | SoftwareVersion
SPECIAL_CONDITIONS | Special conditions | Specialconditions
RECLOSE_RESET_TIME | Successful Reclose Reset Time (seconds) | SuccessfulRecloseResetTime
SUMMER_LOAD_LIMIT_AMPS | Summer Load Limit (amps) | SummerLoadLimit
SWITCH_TYPE_ | Switch Type | SwitchType
TIME_THRESH | Time Threshold (seconds) | TimeThreshold
TRANSITION_DWELL | Transition Dwell | TransitionDwell
TRANSMIT_DISABLE_DELAY | Transmit Disable Delay | TransmitDisableDelay
TRANSMIT_ENABLE_DELAY | Transmit Enable Delay | TransmitEnableDelay
UNBALANCE_DETECT | Unbalance detect | Unbalancedetect
UNBALANCE_DETECT | Unbalance detect | Unbalancedetect
VOLT_LOSS_THRESH | Voltage Loss Threshoold (RMS Volts) | VoltageLossThreshooldRMSVolts
WINDOW_BEGIN | Window Begin | WindowBegin
WINDOW_LENGTH_24_HR | Window length (24 Hr) | Windowlength
WINTER_LOAD_LIMIT_AMPS | Winter Load Limit (amps) | WinterLoadLimit

## DisplayOrder
DBFiled | DisplayName | FieldType | PropertyName | Sequence | HTML
SUMMER_LOAD_LIMIT_AMPS | Summer Load Limit (amps) |  | SummerLoadLimit | 1 | @if (Model.FieldsToDisplay.Contains("SUMMER_LOAD_LIMIT_AMPS")){<tr><td>@Html.LabelForRequired(model => model.SummerLoadLimit)</td><td>@Html.TextBoxFor(model => model.SummerLoadLimit, ViewBag.IsDisabled ? (object)new { disabled = "disabled" } : new { })@Html.ValidationMessageFor(model => model.SummerLoadLimit)</td></tr>}
WINTER_LOAD_LIMIT_AMPS | Winter Load Limit (amps) |  | WinterLoadLimit | 2 | @if (Model.FieldsToDisplay.Contains("WINTER_LOAD_LIMIT_AMPS")){<tr><td>@Html.LabelForRequired(model => model.WinterLoadLimit)</td><td>@Html.TextBoxFor(model => model.WinterLoadLimit, ViewBag.IsDisabled ? (object)new { disabled = "disabled" } : new { })@Html.ValidationMessageFor(model => model.WinterLoadLimit)</td></tr>}
LIMITING_FACTOR | Limiting Factor |  | LimitingFactor | 3 | @if (Model.FieldsToDisplay.Contains("LIMITING_FACTOR")){<tr><td>@Html.LabelForRequired(model => model.LimitingFactor)</td><td>@Html.TextBoxFor(model => model.LimitingFactor, ViewBag.IsDisabled ? (object)new { disabled = "disabled" } : new { })@Html.ValidationMessageFor(model => model.LimitingFactor)</td></tr>}
ENGINEERING_COMMENTS | Engineering Comments |  | EngineeringComments | 4 | @if (Model.FieldsToDisplay.Contains("ENGINEERING_COMMENTS")){<tr><td>@Html.LabelForRequired(model => model.EngineeringComments)</td><td>@Html.TextBoxFor(model => model.EngineeringComments, ViewBag.IsDisabled ? (object)new { disabled = "disabled" } : new { })@Html.ValidationMessageFor(model => model.EngineeringComments)</td></tr>}
OPERATING_MODE | Operating Mode | DD | OperatingMode | 5 | @if (Model.FieldsToDisplay.Contains("OPERATING_MODE")){<tr><td>@Html.LabelForRequired(model => model.OperatingMode)</td><td>@Html.DropDownListFor(model => model.OperatingMode, Model.OperatingModeList, ViewBag.IsDisabled ? (object)new { disabled = "disabled" } : new { })@Html.ValidationMessageFor(model => model.OperatingMode)</td></tr>}
DEVICE_ID | Device ID |  | DeviceID | 6 | @if (Model.FieldsToDisplay.Contains("DEVICE_ID")){<tr><td>@Html.LabelForRequired(model => model.DeviceID)</td><td>@Html.TextBoxFor(model => model.DeviceID, ViewBag.IsDisabled ? (object)new { disabled = "disabled" } : new { })@Html.ValidationMessageFor(model => model.DeviceID)</td></tr>}
SWITCH_TYPE_ | Switch Type | DD | SwitchType | 7 | @if (Model.FieldsToDisplay.Contains("SWITCH_TYPE_")){<tr><td>@Html.LabelForRequired(model => model.SwitchType)</td><td>@Html.DropDownListFor(model => model.SwitchType, Model.SwitchTypeList, ViewBag.IsDisabled ? (object)new { disabled = "disabled" } : new { })@Html.ValidationMessageFor(model => model.SwitchType)</td></tr>}
CONTROL_UNIT_TYPE | Control Unit Type | DD | ControlUnitType | 8 | @if (Model.FieldsToDisplay.Contains("CONTROL_UNIT_TYPE")){<tr><td>@Html.LabelForRequired(model => model.ControlUnitType)</td><td>@Html.DropDownListFor(model => model.ControlUnitType, Model.ControlUnitTypeList, ViewBag.IsDisabled ? (object)new { disabled = "disabled" } : new { })@Html.ValidationMessageFor(model => model.ControlUnitType)</td></tr>}
SECTIONALIZING_FEATURE | Sectionalizing Feature | DD | SectionalizingFeature | 9 | @if (Model.FieldsToDisplay.Contains("SECTIONALIZING_FEATURE")){<tr><td>@Html.LabelForRequired(model => model.SectionalizingFeature)</td><td>@Html.DropDownListFor(model => model.SectionalizingFeature, Model.SectionalizingFeatureList, ViewBag.IsDisabled ? (object)new { disabled = "disabled" } : new { })@Html.ValidationMessageFor(model => model.SectionalizingFeature)</td></tr>}
ATS_CAPABLE | ATS Capable | DD | ATSCapable | 10 | @if (Model.FieldsToDisplay.Contains("ATS_CAPABLE")){<tr><td>@Html.LabelForRequired(model => model.ATSCapable)</td><td>@Html.DropDownListFor(model => model.ATSCapable, Model.ATSCapableList, ViewBag.IsDisabled ? (object)new { disabled = "disabled" } : new { })@Html.ValidationMessageFor(model => model.ATSCapable)</td></tr>}
ATS_FEATURE | ATS Feature | DD | ATSFeature | 11 | @if (Model.FieldsToDisplay.Contains("ATS_FEATURE")){<tr><td>@Html.LabelForRequired(model => model.ATSFeature)</td><td>@Html.DropDownListFor(model => model.ATSFeature, Model.ATSFeatureList, ViewBag.IsDisabled ? (object)new { disabled = "disabled" } : new { })@Html.ValidationMessageFor(model => model.ATSFeature)</td></tr>}
PHA_FAULT_CUR_LEVEL | Phase Fault DPhase Fault Detection Current Level (RMS Amp) |  | PhaseFaultDPhaseFaultDetectionCurrentLevelRMSAmp | 12 | @if (Model.FieldsToDisplay.Contains("PHA_FAULT_CUR_LEVEL")){<tr><td>@Html.LabelForRequired(model => model.PhaseFaultDPhaseFaultDetectionCurrentLevelRMSAmp)</td><td>@Html.TextBoxFor(model => model.PhaseFaultDPhaseFaultDetectionCurrentLevelRMSAmp, ViewBag.IsDisabled ? (object)new { disabled = "disabled" } : new { })@Html.ValidationMessageFor(model => model.PhaseFaultDPhaseFaultDetectionCurrentLevelRMSAmp)</td></tr>}
GRD_FAULT_CUR_LEVEL | Ground Fault Detection Current Level (RMS Amps) |  | GroundFaultDetectionCurrentLevelRMSAmps | 13 | @if (Model.FieldsToDisplay.Contains("GRD_FAULT_CUR_LEVEL")){<tr><td>@Html.LabelForRequired(model => model.GroundFaultDetectionCurrentLevelRMSAmps)</td><td>@Html.TextBoxFor(model => model.GroundFaultDetectionCurrentLevelRMSAmps, ViewBag.IsDisabled ? (object)new { disabled = "disabled" } : new { })@Html.ValidationMessageFor(model => model.GroundFaultDetectionCurrentLevelRMSAmps)</td></tr>}
PHA_FAULT_DURATION | Phase Fault Duration Time Threshold (Msecs) |  | PhaseFaultDurationTimeThresholdMsecs | 14 | @if (Model.FieldsToDisplay.Contains("PHA_FAULT_DURATION")){<tr><td>@Html.LabelForRequired(model => model.PhaseFaultDurationTimeThresholdMsecs)</td><td>@Html.TextBoxFor(model => model.PhaseFaultDurationTimeThresholdMsecs, ViewBag.IsDisabled ? (object)new { disabled = "disabled" } : new { })@Html.ValidationMessageFor(model => model.PhaseFaultDurationTimeThresholdMsecs)</td></tr>}
GRD_FAULT_DURATION | Ground Fault Duration Time Threshold (Msecs) |  | GroundFaultDurationTimeThresholdMsecs | 15 | @if (Model.FieldsToDisplay.Contains("GRD_FAULT_DURATION")){<tr><td>@Html.LabelForRequired(model => model.GroundFaultDurationTimeThresholdMsecs)</td><td>@Html.TextBoxFor(model => model.GroundFaultDurationTimeThresholdMsecs, ViewBag.IsDisabled ? (object)new { disabled = "disabled" } : new { })@Html.ValidationMessageFor(model => model.GroundFaultDurationTimeThresholdMsecs)</td></tr>}
PHA_INRUSH_TIME | Phase Current Inrush Restraint Time (Msecs) |  | PhaseCurrentInrushRestraintTimeMsecs | 16 | @if (Model.FieldsToDisplay.Contains("PHA_INRUSH_TIME")){<tr><td>@Html.LabelForRequired(model => model.PhaseCurrentInrushRestraintTimeMsecs)</td><td>@Html.TextBoxFor(model => model.PhaseCurrentInrushRestraintTimeMsecs, ViewBag.IsDisabled ? (object)new { disabled = "disabled" } : new { })@Html.ValidationMessageFor(model => model.PhaseCurrentInrushRestraintTimeMsecs)</td></tr>}
GRD_INRUSH_TIME | Ground Current Inrush Restraint Time (Msecs) |  | GroundCurrentInrushRestraintTimeMsecs | 17 | @if (Model.FieldsToDisplay.Contains("GRD_INRUSH_TIME")){<tr><td>@Html.LabelForRequired(model => model.GroundCurrentInrushRestraintTimeMsecs)</td><td>@Html.TextBoxFor(model => model.GroundCurrentInrushRestraintTimeMsecs, ViewBag.IsDisabled ? (object)new { disabled = "disabled" } : new { })@Html.ValidationMessageFor(model => model.GroundCurrentInrushRestraintTimeMsecs)</td></tr>}
PHA_INRUSH_MULT | Phase Current Inrush Restraint Multiplier |  | PhaseCurrentInrushRestraintMultiplier | 18 | @if (Model.FieldsToDisplay.Contains("PHA_INRUSH_MULT")){<tr><td>@Html.LabelForRequired(model => model.PhaseCurrentInrushRestraintMultiplier)</td><td>@Html.TextBoxFor(model => model.PhaseCurrentInrushRestraintMultiplier, ViewBag.IsDisabled ? (object)new { disabled = "disabled" } : new { })@Html.ValidationMessageFor(model => model.PhaseCurrentInrushRestraintMultiplier)</td></tr>}
GRD_INRUSH_MULT | Ground Current Inrush Restraint Multiplier |  | GroundCurrentInrushRestraintMultiplier | 19 | @if (Model.FieldsToDisplay.Contains("GRD_INRUSH_MULT")){<tr><td>@Html.LabelForRequired(model => model.GroundCurrentInrushRestraintMultiplier)</td><td>@Html.TextBoxFor(model => model.GroundCurrentInrushRestraintMultiplier, ViewBag.IsDisabled ? (object)new { disabled = "disabled" } : new { })@Html.ValidationMessageFor(model => model.GroundCurrentInrushRestraintMultiplier)</td></tr>}
SECT_RESET_TIME | Sectionalizer Reset Time (seconds) |  | SectionalizerResetTime | 20 | @if (Model.FieldsToDisplay.Contains("SECT_RESET_TIME")){<tr><td>@Html.LabelForRequired(model => model.SectionalizerResetTime)</td><td>@Html.TextBoxFor(model => model.SectionalizerResetTime, ViewBag.IsDisabled ? (object)new { disabled = "disabled" } : new { })@Html.ValidationMessageFor(model => model.SectionalizerResetTime)</td></tr>}
RECLOSE_RESET_TIME | Successful Reclose Reset Time (seconds) |  | SuccessfulRecloseResetTime | 21 | @if (Model.FieldsToDisplay.Contains("RECLOSE_RESET_TIME")){<tr><td>@Html.LabelForRequired(model => model.SuccessfulRecloseResetTime)</td><td>@Html.TextBoxFor(model => model.SuccessfulRecloseResetTime, ViewBag.IsDisabled ? (object)new { disabled = "disabled" } : new { })@Html.ValidationMessageFor(model => model.SuccessfulRecloseResetTime)</td></tr>}
OC_TO_VOLT_TIME | OC to Volt Loss Association Time (tenths, both feeds) |  | OCtoVoltLossAssociationTime | 22 | @if (Model.FieldsToDisplay.Contains("OC_TO_VOLT_TIME")){<tr><td>@Html.LabelForRequired(model => model.OCtoVoltLossAssociationTime)</td><td>@Html.TextBoxFor(model => model.OCtoVoltLossAssociationTime, ViewBag.IsDisabled ? (object)new { disabled = "disabled" } : new { })@Html.ValidationMessageFor(model => model.OCtoVoltLossAssociationTime)</td></tr>}
FAULT_CUR_LOSS | Fault Current before First/All Vltage Loss(es) |  | FaultCurrentbeforeFirst_AllVltageLoss | 23 | @if (Model.FieldsToDisplay.Contains("FAULT_CUR_LOSS")){<tr><td>@Html.LabelForRequired(model => model.FaultCurrentbeforeFirst_AllVltageLoss)</td><td>@Html.TextBoxFor(model => model.FaultCurrentbeforeFirst_AllVltageLoss, ViewBag.IsDisabled ? (object)new { disabled = "disabled" } : new { })@Html.ValidationMessageFor(model => model.FaultCurrentbeforeFirst_AllVltageLoss)</td></tr>}
RECL_COUNT_TO_TRIP | Recloser Counts to Sectionalizer Trip |  | RecloserCountstoSectionalizerTrip | 24 | @if (Model.FieldsToDisplay.Contains("RECL_COUNT_TO_TRIP")){<tr><td>@Html.LabelForRequired(model => model.RecloserCountstoSectionalizerTrip)</td><td>@Html.TextBoxFor(model => model.RecloserCountstoSectionalizerTrip, ViewBag.IsDisabled ? (object)new { disabled = "disabled" } : new { })@Html.ValidationMessageFor(model => model.RecloserCountstoSectionalizerTrip)</td></tr>}
SHOTS_REQ_LOCKOUT | Number of Shots Required for Lockout |  | NumberofShotsRequiredforLockout | 25 | @if (Model.FieldsToDisplay.Contains("SHOTS_REQ_LOCKOUT")){<tr><td>@Html.LabelForRequired(model => model.NumberofShotsRequiredforLockout)</td><td>@Html.TextBoxFor(model => model.NumberofShotsRequiredforLockout, ViewBag.IsDisabled ? (object)new { disabled = "disabled" } : new { })@Html.ValidationMessageFor(model => model.NumberofShotsRequiredforLockout)</td></tr>}
SHOTS_TO_LOCKOUT_TIME | Shots-To-Lockout Time Threshold (secs) |  | Shots-To-LockoutTimeThreshold | 26 | @if (Model.FieldsToDisplay.Contains("SHOTS_TO_LOCKOUT_TIME")){<tr><td>@Html.LabelForRequired(model => model.Shots-To-LockoutTimeThreshold)</td><td>@Html.TextBoxFor(model => model.Shots-To-LockoutTimeThreshold, ViewBag.IsDisabled ? (object)new { disabled = "disabled" } : new { })@Html.ValidationMessageFor(model => model.Shots-To-LockoutTimeThreshold)</td></tr>}
OVERC_SHOTS_TO_LO_OPER | Overcurrent Required before Shots-To-LO Oper. |  | OvercurrentRequiredbeforeShots-To-LOOper | 27 | @if (Model.FieldsToDisplay.Contains("OVERC_SHOTS_TO_LO_OPER")){<tr><td>@Html.LabelForRequired(model => model.OvercurrentRequiredbeforeShots-To-LOOper)</td><td>@Html.TextBoxFor(model => model.OvercurrentRequiredbeforeShots-To-LOOper, ViewBag.IsDisabled ? (object)new { disabled = "disabled" } : new { })@Html.ValidationMessageFor(model => model.OvercurrentRequiredbeforeShots-To-LOOper)</td></tr>}
VOLT_LOSS_THRESH | Voltage Loss Threshoold (RMS Volts) |  | VoltageLossThreshooldRMSVolts | 28 | @if (Model.FieldsToDisplay.Contains("VOLT_LOSS_THRESH")){<tr><td>@Html.LabelForRequired(model => model.VoltageLossThreshooldRMSVolts)</td><td>@Html.TextBoxFor(model => model.VoltageLossThreshooldRMSVolts, ViewBag.IsDisabled ? (object)new { disabled = "disabled" } : new { })@Html.ValidationMessageFor(model => model.VoltageLossThreshooldRMSVolts)</td></tr>}
TIME_THRESH | Time Threshold (seconds) |  | TimeThreshold | 29 | @if (Model.FieldsToDisplay.Contains("TIME_THRESH")){<tr><td>@Html.LabelForRequired(model => model.TimeThreshold)</td><td>@Html.TextBoxFor(model => model.TimeThreshold, ViewBag.IsDisabled ? (object)new { disabled = "disabled" } : new { })@Html.ValidationMessageFor(model => model.TimeThreshold)</td></tr>}
CURR_THRESH | Current Threshold (amps, both feeds) |  | CurrentThreshold | 30 | @if (Model.FieldsToDisplay.Contains("CURR_THRESH")){<tr><td>@Html.LabelForRequired(model => model.CurrentThreshold)</td><td>@Html.TextBoxFor(model => model.CurrentThreshold, ViewBag.IsDisabled ? (object)new { disabled = "disabled" } : new { })@Html.ValidationMessageFor(model => model.CurrentThreshold)</td></tr>}
AUTO_RECLOSE_TIME | Automatic Reclose Time Threshold |  | AutomaticRecloseTimeThreshold | 31 | @if (Model.FieldsToDisplay.Contains("AUTO_RECLOSE_TIME")){<tr><td>@Html.LabelForRequired(model => model.AutomaticRecloseTimeThreshold)</td><td>@Html.TextBoxFor(model => model.AutomaticRecloseTimeThreshold, ViewBag.IsDisabled ? (object)new { disabled = "disabled" } : new { })@Html.ValidationMessageFor(model => model.AutomaticRecloseTimeThreshold)</td></tr>}
ATS_PREFERRED_FEED | ATS preferred feed |  | ATSpreferredfeed | 32 | @if (Model.FieldsToDisplay.Contains("ATS_PREFERRED_FEED")){<tr><td>@Html.LabelForRequired(model => model.ATSpreferredfeed)</td><td>@Html.TextBoxFor(model => model.ATSpreferredfeed, ViewBag.IsDisabled ? (object)new { disabled = "disabled" } : new { })@Html.ValidationMessageFor(model => model.ATSpreferredfeed)</td></tr>}
ATS_ALTERNATE_FEED | ATS alternate feed |  | ATSalternatefeed | 33 | @if (Model.FieldsToDisplay.Contains("ATS_ALTERNATE_FEED")){<tr><td>@Html.LabelForRequired(model => model.ATSalternatefeed)</td><td>@Html.TextBoxFor(model => model.ATSalternatefeed, ViewBag.IsDisabled ? (object)new { disabled = "disabled" } : new { })@Html.ValidationMessageFor(model => model.ATSalternatefeed)</td></tr>}
SELECT_PREFERRED | Select preferred | DD | Selectpreferred | 34 | @if (Model.FieldsToDisplay.Contains("SELECT_PREFERRED")){<tr><td>@Html.LabelForRequired(model => model.Selectpreferred)</td><td>@Html.DropDownListFor(model => model.Selectpreferred, Model.SelectpreferredList, ViewBag.IsDisabled ? (object)new { disabled = "disabled" } : new { })@Html.ValidationMessageFor(model => model.Selectpreferred)</td></tr>}
UNBALANCE_DETECT | Unbalance detect | DD | Unbalancedetect | 35 | @if (Model.FieldsToDisplay.Contains("UNBALANCE_DETECT")){<tr><td>@Html.LabelForRequired(model => model.Unbalancedetect)</td><td>@Html.DropDownListFor(model => model.Unbalancedetect, Model.UnbalancedetectList, ViewBag.IsDisabled ? (object)new { disabled = "disabled" } : new { })@Html.ValidationMessageFor(model => model.Unbalancedetect)</td></tr>}
SELECT_RETURN | Select return | DD | Selectreturn | 36 | @if (Model.FieldsToDisplay.Contains("SELECT_RETURN")){<tr><td>@Html.LabelForRequired(model => model.Selectreturn)</td><td>@Html.DropDownListFor(model => model.Selectreturn, Model.SelectreturnList, ViewBag.IsDisabled ? (object)new { disabled = "disabled" } : new { })@Html.ValidationMessageFor(model => model.Selectreturn)</td></tr>}
SELECT_TRANSITION | Select Transition | DD | SelectTransition | 37 | @if (Model.FieldsToDisplay.Contains("SELECT_TRANSITION")){<tr><td>@Html.LabelForRequired(model => model.SelectTransition)</td><td>@Html.DropDownListFor(model => model.SelectTransition, Model.SelectTransitionList, ViewBag.IsDisabled ? (object)new { disabled = "disabled" } : new { })@Html.ValidationMessageFor(model => model.SelectTransition)</td></tr>}
DWELL_TIMER | Dwell Timer | DD | DwellTimer | 38 | @if (Model.FieldsToDisplay.Contains("DWELL_TIMER")){<tr><td>@Html.LabelForRequired(model => model.DwellTimer)</td><td>@Html.DropDownListFor(model => model.DwellTimer, Model.DwellTimerList, ViewBag.IsDisabled ? (object)new { disabled = "disabled" } : new { })@Html.ValidationMessageFor(model => model.DwellTimer)</td></tr>}
NORMALIZE_LEFT | Normalize Left |  | NormalizeLeft | 39 | @if (Model.FieldsToDisplay.Contains("NORMALIZE_LEFT")){<tr><td>@Html.LabelForRequired(model => model.NormalizeLeft)</td><td>@Html.TextBoxFor(model => model.NormalizeLeft, ViewBag.IsDisabled ? (object)new { disabled = "disabled" } : new { })@Html.ValidationMessageFor(model => model.NormalizeLeft)</td></tr>}
NORMALIZE_RIGHT | Normalize Right |  | NormalizeRight | 40 | @if (Model.FieldsToDisplay.Contains("NORMALIZE_RIGHT")){<tr><td>@Html.LabelForRequired(model => model.NormalizeRight)</td><td>@Html.TextBoxFor(model => model.NormalizeRight, ViewBag.IsDisabled ? (object)new { disabled = "disabled" } : new { })@Html.ValidationMessageFor(model => model.NormalizeRight)</td></tr>}
SET_BASE_LEFT | Set Base Left |  | SetBaseLeft | 41 | @if (Model.FieldsToDisplay.Contains("SET_BASE_LEFT")){<tr><td>@Html.LabelForRequired(model => model.SetBaseLeft)</td><td>@Html.TextBoxFor(model => model.SetBaseLeft, ViewBag.IsDisabled ? (object)new { disabled = "disabled" } : new { })@Html.ValidationMessageFor(model => model.SetBaseLeft)</td></tr>}
SET_BASE_RIGHT | Set Base Right |  | SetBaseRight | 42 | @if (Model.FieldsToDisplay.Contains("SET_BASE_RIGHT")){<tr><td>@Html.LabelForRequired(model => model.SetBaseRight)</td><td>@Html.TextBoxFor(model => model.SetBaseRight, ViewBag.IsDisabled ? (object)new { disabled = "disabled" } : new { })@Html.ValidationMessageFor(model => model.SetBaseRight)</td></tr>}
ACCESS_CODE | Access Code |  | AccessCode | 43 | @if (Model.FieldsToDisplay.Contains("ACCESS_CODE")){<tr><td>@Html.LabelForRequired(model => model.AccessCode)</td><td>@Html.TextBoxFor(model => model.AccessCode, ViewBag.IsDisabled ? (object)new { disabled = "disabled" } : new { })@Html.ValidationMessageFor(model => model.AccessCode)</td></tr>}
COMM_O_BIT_RATE | Comm O bit rate |  | CommObitrate | 44 | @if (Model.FieldsToDisplay.Contains("COMM_O_BIT_RATE")){<tr><td>@Html.LabelForRequired(model => model.CommObitrate)</td><td>@Html.TextBoxFor(model => model.CommObitrate, ViewBag.IsDisabled ? (object)new { disabled = "disabled" } : new { })@Html.ValidationMessageFor(model => model.CommObitrate)</td></tr>}
LOCKOUT_LEVEL | Lockout Level |  | LockoutLevel | 45 | @if (Model.FieldsToDisplay.Contains("LOCKOUT_LEVEL")){<tr><td>@Html.LabelForRequired(model => model.LockoutLevel)</td><td>@Html.TextBoxFor(model => model.LockoutLevel, ViewBag.IsDisabled ? (object)new { disabled = "disabled" } : new { })@Html.ValidationMessageFor(model => model.LockoutLevel)</td></tr>}
LOSS_OF_SOURCE | Loss of Source |  | LossofSource | 46 | @if (Model.FieldsToDisplay.Contains("LOSS_OF_SOURCE")){<tr><td>@Html.LabelForRequired(model => model.LossofSource)</td><td>@Html.TextBoxFor(model => model.LossofSource, ViewBag.IsDisabled ? (object)new { disabled = "disabled" } : new { })@Html.ValidationMessageFor(model => model.LossofSource)</td></tr>}
RETURN_TO_SOURCE_VOLT | Return to Source Volt |  | ReturntoSourceVolt | 47 | @if (Model.FieldsToDisplay.Contains("RETURN_TO_SOURCE_VOLT")){<tr><td>@Html.LabelForRequired(model => model.ReturntoSourceVolt)</td><td>@Html.TextBoxFor(model => model.ReturntoSourceVolt, ViewBag.IsDisabled ? (object)new { disabled = "disabled" } : new { })@Html.ValidationMessageFor(model => model.ReturntoSourceVolt)</td></tr>}
OVERVOLT_DETECT | Overvolt detect |  | Overvoltdetect | 48 | @if (Model.FieldsToDisplay.Contains("OVERVOLT_DETECT")){<tr><td>@Html.LabelForRequired(model => model.Overvoltdetect)</td><td>@Html.TextBoxFor(model => model.Overvoltdetect, ViewBag.IsDisabled ? (object)new { disabled = "disabled" } : new { })@Html.ValidationMessageFor(model => model.Overvoltdetect)</td></tr>}
UNBALANCE_DETECT | Unbalance detect |  | Unbalancedetect | 49 | @if (Model.FieldsToDisplay.Contains("UNBALANCE_DETECT")){<tr><td>@Html.LabelForRequired(model => model.Unbalancedetect)</td><td>@Html.TextBoxFor(model => model.Unbalancedetect, ViewBag.IsDisabled ? (object)new { disabled = "disabled" } : new { })@Html.ValidationMessageFor(model => model.Unbalancedetect)</td></tr>}
LOSS_OF_LEFT_SOURCE | Loss of Left source |  | LossofLeftsource | 50 | @if (Model.FieldsToDisplay.Contains("LOSS_OF_LEFT_SOURCE")){<tr><td>@Html.LabelForRequired(model => model.LossofLeftsource)</td><td>@Html.TextBoxFor(model => model.LossofLeftsource, ViewBag.IsDisabled ? (object)new { disabled = "disabled" } : new { })@Html.ValidationMessageFor(model => model.LossofLeftsource)</td></tr>}
LOSS_OF_RIGHT_SOURCE | Loss of Right source |  | LossofRightsource | 51 | @if (Model.FieldsToDisplay.Contains("LOSS_OF_RIGHT_SOURCE")){<tr><td>@Html.LabelForRequired(model => model.LossofRightsource)</td><td>@Html.TextBoxFor(model => model.LossofRightsource, ViewBag.IsDisabled ? (object)new { disabled = "disabled" } : new { })@Html.ValidationMessageFor(model => model.LossofRightsource)</td></tr>}
RETURN_TO_SOURCE_TIME | Return to Source Time |  | ReturntoSourceTime | 52 | @if (Model.FieldsToDisplay.Contains("RETURN_TO_SOURCE_TIME")){<tr><td>@Html.LabelForRequired(model => model.ReturntoSourceTime)</td><td>@Html.TextBoxFor(model => model.ReturntoSourceTime, ViewBag.IsDisabled ? (object)new { disabled = "disabled" } : new { })@Html.ValidationMessageFor(model => model.ReturntoSourceTime)</td></tr>}
LOCKOUT_RESET | Lockout reset |  | Lockoutreset | 53 | @if (Model.FieldsToDisplay.Contains("LOCKOUT_RESET")){<tr><td>@Html.LabelForRequired(model => model.Lockoutreset)</td><td>@Html.TextBoxFor(model => model.Lockoutreset, ViewBag.IsDisabled ? (object)new { disabled = "disabled" } : new { })@Html.ValidationMessageFor(model => model.Lockoutreset)</td></tr>}
OC_LOCKOUT_PICKUP | OC lockout pickup |  | OClockoutpickup | 54 | @if (Model.FieldsToDisplay.Contains("OC_LOCKOUT_PICKUP")){<tr><td>@Html.LabelForRequired(model => model.OClockoutpickup)</td><td>@Html.TextBoxFor(model => model.OClockoutpickup, ViewBag.IsDisabled ? (object)new { disabled = "disabled" } : new { })@Html.ValidationMessageFor(model => model.OClockoutpickup)</td></tr>}
TRANSITION_DWELL | Transition Dwell |  | TransitionDwell | 55 | @if (Model.FieldsToDisplay.Contains("TRANSITION_DWELL")){<tr><td>@Html.LabelForRequired(model => model.TransitionDwell)</td><td>@Html.TextBoxFor(model => model.TransitionDwell, ViewBag.IsDisabled ? (object)new { disabled = "disabled" } : new { })@Html.ValidationMessageFor(model => model.TransitionDwell)</td></tr>}
WINDOW_BEGIN | Window Begin |  | WindowBegin | 56 | @if (Model.FieldsToDisplay.Contains("WINDOW_BEGIN")){<tr><td>@Html.LabelForRequired(model => model.WindowBegin)</td><td>@Html.TextBoxFor(model => model.WindowBegin, ViewBag.IsDisabled ? (object)new { disabled = "disabled" } : new { })@Html.ValidationMessageFor(model => model.WindowBegin)</td></tr>}
WINDOW_LENGTH_24_HR | Window length (24 Hr) |  | Windowlength | 57 | @if (Model.FieldsToDisplay.Contains("WINDOW_LENGTH_24_HR")){<tr><td>@Html.LabelForRequired(model => model.Windowlength)</td><td>@Html.TextBoxFor(model => model.Windowlength, ViewBag.IsDisabled ? (object)new { disabled = "disabled" } : new { })@Html.ValidationMessageFor(model => model.Windowlength)</td></tr>}
SCADA | SCADA? |  | SCADA? | 64 | @if (Model.FieldsToDisplay.Contains("SCADA")){<tr><td>@Html.LabelForRequired(model => model.SCADA?)</td><td>@Html.TextBoxFor(model => model.SCADA?, ViewBag.IsDisabled ? (object)new { disabled = "disabled" } : new { })@Html.ValidationMessageFor(model => model.SCADA?)</td></tr>}
SCADA_TYPE | SCADA Type | DD | SCADAType | 65 | @if (Model.FieldsToDisplay.Contains("SCADA_TYPE")){<tr><td>@Html.LabelForRequired(model => model.SCADAType)</td><td>@Html.DropDownListFor(model => model.SCADAType, Model.SCADATypeList, ViewBag.IsDisabled ? (object)new { disabled = "disabled" } : new { })@Html.ValidationMessageFor(model => model.SCADAType)</td></tr>}
MASTER_STATION | Master Station |  | MasterStation | 66 | @if (Model.FieldsToDisplay.Contains("MASTER_STATION")){<tr><td>@Html.LabelForRequired(model => model.MasterStation)</td><td>@Html.TextBoxFor(model => model.MasterStation, ViewBag.IsDisabled ? (object)new { disabled = "disabled" } : new { })@Html.ValidationMessageFor(model => model.MasterStation)</td></tr>}
BAUD_RATE | Baud Rate |  | BaudRate | 67 | @if (Model.FieldsToDisplay.Contains("BAUD_RATE")){<tr><td>@Html.LabelForRequired(model => model.BaudRate)</td><td>@Html.TextBoxFor(model => model.BaudRate, ViewBag.IsDisabled ? (object)new { disabled = "disabled" } : new { })@Html.ValidationMessageFor(model => model.BaudRate)</td></tr>}
TRANSMIT_ENABLE_DELAY | Transmit Enable Delay |  | TransmitEnableDelay | 68 | @if (Model.FieldsToDisplay.Contains("TRANSMIT_ENABLE_DELAY")){<tr><td>@Html.LabelForRequired(model => model.TransmitEnableDelay)</td><td>@Html.TextBoxFor(model => model.TransmitEnableDelay, ViewBag.IsDisabled ? (object)new { disabled = "disabled" } : new { })@Html.ValidationMessageFor(model => model.TransmitEnableDelay)</td></tr>}
TRANSMIT_DISABLE_DELAY | Transmit Disable Delay |  | TransmitDisableDelay | 69 | @if (Model.FieldsToDisplay.Contains("TRANSMIT_DISABLE_DELAY")){<tr><td>@Html.LabelForRequired(model => model.TransmitDisableDelay)</td><td>@Html.TextBoxFor(model => model.TransmitDisableDelay, ViewBag.IsDisabled ? (object)new { disabled = "disabled" } : new { })@Html.ValidationMessageFor(model => model.TransmitDisableDelay)</td></tr>}
RTU_ADDRESS | RTU Address |  | RTUAddress | 70 | @if (Model.FieldsToDisplay.Contains("RTU_ADDRESS")){<tr><td>@Html.LabelForRequired(model => model.RTUAddress)</td><td>@Html.TextBoxFor(model => model.RTUAddress, ViewBag.IsDisabled ? (object)new { disabled = "disabled" } : new { })@Html.ValidationMessageFor(model => model.RTUAddress)</td></tr>}
REPEATER | (if applicable) Repeater |  | Repeater | 71 | @if (Model.FieldsToDisplay.Contains("REPEATER")){<tr><td>@Html.LabelForRequired(model => model.Repeater)</td><td>@Html.TextBoxFor(model => model.Repeater, ViewBag.IsDisabled ? (object)new { disabled = "disabled" } : new { })@Html.ValidationMessageFor(model => model.Repeater)</td></tr>}
SPECIAL_CONDITIONS | Special conditions |  | Specialconditions | 72 | @if (Model.FieldsToDisplay.Contains("SPECIAL_CONDITIONS")){<tr><td>@Html.LabelForRequired(model => model.Specialconditions)</td><td>@Html.TextBoxFor(model => model.Specialconditions, ViewBag.IsDisabled ? (object)new { disabled = "disabled" } : new { })@Html.ValidationMessageFor(model => model.Specialconditions)</td></tr>}
CONTROL_SERIAL_NUM | Controller Serial # |  | ControllerSerialNo | 73 | @if (Model.FieldsToDisplay.Contains("CONTROL_SERIAL_NUM")){<tr><td>@Html.LabelForRequired(model => model.ControllerSerialNo)</td><td>@Html.TextBoxFor(model => model.ControllerSerialNo, ViewBag.IsDisabled ? (object)new { disabled = "disabled" } : new { })@Html.ValidationMessageFor(model => model.ControllerSerialNo)</td></tr>}
RADIO_MANF_CD | SCADA radio manufacturer | DD | SCADAradiomanufacturer | 74 | @if (Model.FieldsToDisplay.Contains("RADIO_MANF_CD")){<tr><td>@Html.LabelForRequired(model => model.SCADAradiomanufacturer)</td><td>@Html.DropDownListFor(model => model.SCADAradiomanufacturer, Model.SCADAradiomanufacturerList, ViewBag.IsDisabled ? (object)new { disabled = "disabled" } : new { })@Html.ValidationMessageFor(model => model.SCADAradiomanufacturer)</td></tr>}
RADIO_MODEL_NO | SCADA radio model # |  | SCADAradiomodelNo | 75 | @if (Model.FieldsToDisplay.Contains("RADIO_MODEL_NO")){<tr><td>@Html.LabelForRequired(model => model.SCADAradiomodelNo)</td><td>@Html.TextBoxFor(model => model.SCADAradiomodelNo, ViewBag.IsDisabled ? (object)new { disabled = "disabled" } : new { })@Html.ValidationMessageFor(model => model.SCADAradiomodelNo)</td></tr>}
RADIO_SERIAL_NO | SCADA radio serial # |  | SCADAradioserialNo | 76 | @if (Model.FieldsToDisplay.Contains("RADIO_SERIAL_NO")){<tr><td>@Html.LabelForRequired(model => model.SCADAradioserialNo)</td><td>@Html.TextBoxFor(model => model.SCADAradioserialNo, ViewBag.IsDisabled ? (object)new { disabled = "disabled" } : new { })@Html.ValidationMessageFor(model => model.SCADAradioserialNo)</td></tr>}
DATE_MODIFIED | Date modified |  | Datemodified | 77 | @if (Model.FieldsToDisplay.Contains("DATE_MODIFIED")){<tr><td>@Html.LabelForRequired(model => model.Datemodified)</td><td>@Html.TextBoxFor(model => model.Datemodified, ViewBag.IsDisabled ? (object)new { disabled = "disabled" } : new { })@Html.ValidationMessageFor(model => model.Datemodified)</td></tr>}
NOTES | Notes |  | Notes | 78 | @if (Model.FieldsToDisplay.Contains("NOTES")){<tr><td>@Html.LabelForRequired(model => model.Notes)</td><td>@Html.TextBoxFor(model => model.Notes, ViewBag.IsDisabled ? (object)new { disabled = "disabled" } : new { })@Html.ValidationMessageFor(model => model.Notes)</td></tr>}
PREPARED_BY | Prepared By |  | PreparedBy | 79 | @if (Model.FieldsToDisplay.Contains("PREPARED_BY")){<tr><td>@Html.LabelForRequired(model => model.PreparedBy)</td><td>@Html.TextBoxFor(model => model.PreparedBy, ViewBag.IsDisabled ? (object)new { disabled = "disabled" } : new { })@Html.ValidationMessageFor(model => model.PreparedBy)</td></tr>}
EFFECTIVE_DT | Effective Date |  | EffectiveDate | 80 | @if (Model.FieldsToDisplay.Contains("EFFECTIVE_DT")){<tr><td>@Html.LabelForRequired(model => model.EffectiveDate)</td><td>@Html.TextBoxFor(model => model.EffectiveDate, ViewBag.IsDisabled ? (object)new { disabled = "disabled" } : new { })@Html.ValidationMessageFor(model => model.EffectiveDate)</td></tr>}
PEER_REVIEW_BY | Peer Reviewer |  | PeerReviewer | 81 | @if (Model.FieldsToDisplay.Contains("PEER_REVIEW_BY")){<tr><td>@Html.LabelForRequired(model => model.PeerReviewer)</td><td>@Html.TextBoxFor(model => model.PeerReviewer, ViewBag.IsDisabled ? (object)new { disabled = "disabled" } : new { })@Html.ValidationMessageFor(model => model.PeerReviewer)</td></tr>}
PEER_REVIEW_DT | Peer Reviewer Date |  | PeerReviewerDate | 82 | @if (Model.FieldsToDisplay.Contains("PEER_REVIEW_DT")){<tr><td>@Html.LabelForRequired(model => model.PeerReviewerDate)</td><td>@Html.TextBoxFor(model => model.PeerReviewerDate, ViewBag.IsDisabled ? (object)new { disabled = "disabled" } : new { })@Html.ValidationMessageFor(model => model.PeerReviewerDate)</td></tr>}
ENGINEERING_DOCUMENT | Engineering Document | DD | EngineeringDocument |  | @if (Model.FieldsToDisplay.Contains("ENGINEERING_DOCUMENT")){<tr><td>@Html.LabelForRequired(model => model.EngineeringDocument)</td><td>@Html.DropDownListFor(model => model.EngineeringDocument, Model.EngineeringDocumentList, ViewBag.IsDisabled ? (object)new { disabled = "disabled" } : new { })@Html.ValidationMessageFor(model => model.EngineeringDocument)</td></tr>}
FIRMWARE_VERSION | Firmware Version |  | FirmwareVersion |  | @if (Model.FieldsToDisplay.Contains("FIRMWARE_VERSION")){<tr><td>@Html.LabelForRequired(model => model.FirmwareVersion)</td><td>@Html.TextBoxFor(model => model.FirmwareVersion, ViewBag.IsDisabled ? (object)new { disabled = "disabled" } : new { })@Html.ValidationMessageFor(model => model.FirmwareVersion)</td></tr>}
FLISR | FLISR Automation Device |  | FLISRAutomationDevice |  | @if (Model.FieldsToDisplay.Contains("FLISR")){<tr><td>@Html.LabelForRequired(model => model.FLISRAutomationDevice)</td><td>@Html.TextBoxFor(model => model.FLISRAutomationDevice, ViewBag.IsDisabled ? (object)new { disabled = "disabled" } : new { })@Html.ValidationMessageFor(model => model.FLISRAutomationDevice)</td></tr>}
OK_TO_BYPASS | Ok To Bypass |  | OkToBypass |  | @if (Model.FieldsToDisplay.Contains("OK_TO_BYPASS")){<tr><td>@Html.LabelForRequired(model => model.OkToBypass)</td><td>@Html.TextBoxFor(model => model.OkToBypass, ViewBag.IsDisabled ? (object)new { disabled = "disabled" } : new { })@Html.ValidationMessageFor(model => model.OkToBypass)</td></tr>}
SOFTWARE_VERSION | Software Version |  | SoftwareVersion |  | @if (Model.FieldsToDisplay.Contains("SOFTWARE_VERSION")){<tr><td>@Html.LabelForRequired(model => model.SoftwareVersion)</td><td>@Html.TextBoxFor(model => model.SoftwareVersion, ViewBag.IsDisabled ? (object)new { disabled = "disabled" } : new { })@Html.ValidationMessageFor(model => model.SoftwareVersion)</td></tr>}

## Sheet1
SCADAMate | 10 | air switch | UPDATE SM_SWITCH_REQUIRED SET SWITCH_TYPE='10' WHERE SWITCH_TYPE='air switch';
600 amp switch | 11 | oil switch | UPDATE SM_SWITCH_REQUIRED SET SWITCH_TYPE='11' WHERE SWITCH_TYPE='oil switch';
other switch | 14 | disconnect | UPDATE SM_SWITCH_REQUIRED SET SWITCH_TYPE='14' WHERE SWITCH_TYPE='disconnect';
solid dielectric | 17 | PDAC switch | UPDATE SM_SWITCH_REQUIRED SET SWITCH_TYPE='17' WHERE SWITCH_TYPE='PDAC switch';
air switch | 18 | SCADA switch | UPDATE SM_SWITCH_REQUIRED SET SWITCH_TYPE='18' WHERE SWITCH_TYPE='SCADA switch';
miscellaneous switch | 19 | vacuum switch | UPDATE SM_SWITCH_REQUIRED SET SWITCH_TYPE='19' WHERE SWITCH_TYPE='vacuum switch';
PDAC Switch | 21 | subway oil switch | UPDATE SM_SWITCH_REQUIRED SET SWITCH_TYPE='21' WHERE SWITCH_TYPE='subway oil switch';
SCADA switch | 22 | transformer switch | UPDATE SM_SWITCH_REQUIRED SET SWITCH_TYPE='22' WHERE SWITCH_TYPE='transformer switch';
remote telephone | 23 | 200 amp fused bypass | UPDATE SM_SWITCH_REQUIRED SET SWITCH_TYPE='23' WHERE SWITCH_TYPE='200 amp fused bypass';
PMH 5, 6, 9, 11 15kV 600 amp | 24 | PMH3 | UPDATE SM_SWITCH_REQUIRED SET SWITCH_TYPE='24' WHERE SWITCH_TYPE='PMH3';
PMH 5, 6, 9, 11 25kV 400 amp | 30 | fused dual well | UPDATE SM_SWITCH_REQUIRED SET SWITCH_TYPE='30' WHERE SWITCH_TYPE='fused dual well';
co-generation equipment | 33 | LBOR switch | UPDATE SM_SWITCH_REQUIRED SET SWITCH_TYPE='33' WHERE SWITCH_TYPE='LBOR switch';
vacuum in oil | 34 | fused switch 200 amp | UPDATE SM_SWITCH_REQUIRED SET SWITCH_TYPE='34' WHERE SWITCH_TYPE='fused switch 200 amp';
TGRAM switch | 35 | 600 amp switch | UPDATE SM_SWITCH_REQUIRED SET SWITCH_TYPE='35' WHERE SWITCH_TYPE='600 amp switch';
subway oil switch | 38 | automatic switch | UPDATE SM_SWITCH_REQUIRED SET SWITCH_TYPE='38' WHERE SWITCH_TYPE='automatic switch';
oil switch | 40 | miscellaneous switch | UPDATE SM_SWITCH_REQUIRED SET SWITCH_TYPE='40' WHERE SWITCH_TYPE='miscellaneous switch';
disconnect | 44 | ES55 disconnect | UPDATE SM_SWITCH_REQUIRED SET SWITCH_TYPE='44' WHERE SWITCH_TYPE='ES55 disconnect';
load check point | 7 | remote telephone | UPDATE SM_SWITCH_REQUIRED SET SWITCH_TYPE='7' WHERE SWITCH_TYPE='remote telephone';
fused dual well | 8 | load check point | UPDATE SM_SWITCH_REQUIRED SET SWITCH_TYPE='8' WHERE SWITCH_TYPE='load check point';
fused switch 200 amp | 86 | PMH 5, 6, 9, 11 15kV 600 amp | UPDATE SM_SWITCH_REQUIRED SET SWITCH_TYPE='86' WHERE SWITCH_TYPE='PMH 5, 6, 9, 11 15kV 600 amp';
ES55 disconnect | 87 | PMH 5, 6, 9, 11 25kV 400 amp | UPDATE SM_SWITCH_REQUIRED SET SWITCH_TYPE='87' WHERE SWITCH_TYPE='PMH 5, 6, 9, 11 25kV 400 amp';
ESNA J-box | 99 | co-generation equipment | UPDATE SM_SWITCH_REQUIRED SET SWITCH_TYPE='99' WHERE SWITCH_TYPE='co-generation equipment';
soild dielectric | 1 | unspecified | UPDATE SM_SWITCH_REQUIRED SET SWITCH_TYPE='1' WHERE SWITCH_TYPE='unspecified';
underarm sidebreak (US) | 26 | ESNA J-box | UPDATE SM_SWITCH_REQUIRED SET SWITCH_TYPE='26' WHERE SWITCH_TYPE='ESNA J-box';
PDAC switch | 3 | underarm sidebreak (US) | UPDATE SM_SWITCH_REQUIRED SET SWITCH_TYPE='3' WHERE SWITCH_TYPE='underarm sidebreak (US)';
vacuum switch | 4 | other switch | UPDATE SM_SWITCH_REQUIRED SET SWITCH_TYPE='4' WHERE SWITCH_TYPE='other switch';
automatic switch | 20 | vacuum in oil | UPDATE SM_SWITCH_REQUIRED SET SWITCH_TYPE='20' WHERE SWITCH_TYPE='vacuum in oil';
200 amp fused bypass | 25 | Tilting (Grasshopper) | UPDATE SM_SWITCH_REQUIRED SET SWITCH_TYPE='25' WHERE SWITCH_TYPE='Tilting (Grasshopper)';
unspecified | 36 | solid dielectric | UPDATE SM_SWITCH_REQUIRED SET SWITCH_TYPE='36' WHERE SWITCH_TYPE='solid dielectric';
Tilting (Grasshopper) | 12 | TGRAM switch | UPDATE SM_SWITCH_REQUIRED SET SWITCH_TYPE='12' WHERE SWITCH_TYPE='TGRAM switch';
TGRAL switch | 13 | TGRAL switch | UPDATE SM_SWITCH_REQUIRED SET SWITCH_TYPE='13' WHERE SWITCH_TYPE='TGRAL switch';
transformer switch | NA |  | UPDATE SM_SWITCH_REQUIRED SET SWITCH_TYPE='NA' WHERE SWITCH_TYPE='';
PMH3 | 45 | SCADAMate | UPDATE SM_SWITCH_REQUIRED SET SWITCH_TYPE='45' WHERE SWITCH_TYPE='SCADAMate';
LBOR switch

## History Migration
Source Table | Column Name | Target Table | Column
| System generated | SM_COMMENT_HIST | ID
GIS_CEDSADEVICEID | Match on DEVICE_ID from SWITCH_HIST and FEATURE_CLASS_NAME=Switch | SM_COMMENT_HIST | GLOBAL_ID
| SM_SWITCH | SM_COMMENT_HIST | DEVICE_TABLE_NAME
SWITCH_HIST | DEVICE_ID | SM_COMMENT_HIST | DEVICE_ID
| NA | SM_COMMENT_HIST | DEVICE_HIST_TABLE_NAME
| NA | SM_COMMENT_HIST | DEVICE_HIST_ID
SWITCH_HIST | WORK_DATE | SM_COMMENT_HIST | WORK_DATE
SWITCH_HIST | WORK_TYPE | SM_COMMENT_HIST | WORK_TYPE
SWITCH_HIST | PERFORMED_BY | SM_COMMENT_HIST | PERFORMED_BY
SWITCH_HIST | ENTRY_DATE | SM_COMMENT_HIST | ENTRY_DATE
SWITCH_HIST | COMMENTS | SM_COMMENT_HIST | COMMENTS

## Range Value
ID | DEVICE_NAME | FIELD_NAME | MIN_VALUE | MAX_VALUE
| SM_SWITCH | PHA_FAULT_CUR_LEVEL | 0 | 99999
| SM_SWITCH | GRD_FAULT_CUR_LEVEL | 0 | 99999
| SM_SWITCH | PHA_FAULT_DURATION | 0 | 99999
| SM_SWITCH | GRD_FAULT_DURATION | 0 | 99999
| SM_SWITCH | PHA_INRUSH_TIME | 0 | 99999
| SM_SWITCH | GRD_INRUSH_TIME | 0 | 99999
| SM_SWITCH | PHA_INRUSH_MULT | 0 | 99999.99
| SM_SWITCH | GRD_INRUSH_MULT | 0 | 99999.99
| SM_SWITCH | SECT_RESET_TIME | -99.9 | 99999
| SM_SWITCH | RECLOSE_RESET_TIME | 1 | 99999
| SM_SWITCH | OC_TO_VOLT_TIME | 1 | 99999.99
| SM_SWITCH | FAULT_CUR_LOSS | 0 | 99999
| SM_SWITCH | RECL_COUNT_TO_TRIP | 0 | 99999
| SM_SWITCH | SHOTS_REQ_LOCKOUT | 0 | 99999
| SM_SWITCH | SHOTS_TO_LOCKOUT_TIME | 0 | 99999
| SM_SWITCH | OVERC_SHOTS_TO_LO_OPER | 0 | 99999
| SM_SWITCH | VOLT_LOSS_THRESH | 0 | 99999
| SM_SWITCH | TIME_THRESH | 0 | 99999
| SM_SWITCH | CURR_THRESH | 0 | 99999
| SM_SWITCH | AUTO_RECLOSE_TIME | 0 | 99999
| SM_SWITCH | Lockout_Level | 0 | 2000
| SM_SWITCH | Loss_of_Source | 10 | 105
| SM_SWITCH | Return_to_Source_VOLT | 100 | 120
| SM_SWITCH | Overvolt_detect | 120 | 140
| SM_SWITCH | Unbalance_detect_VOLT | 12 | 60
| SM_SWITCH | Loss_of_Left_source | 0.25 | 240
| SM_SWITCH | Loss_of_Right_source | 0.25 | 240
| SM_SWITCH | Lockout_reset | 0.25 | 240
| SM_SWITCH | OC_lockout_pickup | 3 | 100
| SM_SWITCH | Transition_Dwell | 0.25 | 10